## Search
Type | PNR | Name | Description | Related products | Ex
ABA160 | 830-160-000-11x | ABA160 Industrial Housing | Housing for up to 1 conditioners IPC | IPCxxx, IQSxxx, MA130, ABAxxx | Ex II 2 G / 2 D Ex e II T6 (increased safety) Ex ia IIC T6 (intrinsic safety) Ex e(ia) IIC T6 (mixed equipment)
ABA171 | 830-171-000-01x | ABA171 Industrial Housing | Industrial housing made from painted steel, door with locking system, rear plate with DIN-rails for up to 2 conditioners (IQS, IPC, IVC) or terminal blocks, sealed cable entry plate with removable plugs for optional stuffing glands, wall mount brackets. | IPCxxx, IQSxxx, ILSxxx, MA130, ABAxxx | Ex e / t G / D Zone 1 / 21 (Russia, Belarus, Kyrgyzstan, Armenia, Kazakhstan) / Validity : 15.02.2026
ABA172 | 830-172-000-01x | ABA172 Industrial Housing | Industrial housing made from painted steel, door with locking system, rear plate with DIN-rails for up to 4 conditioners (IQS, IPC, IVC) or terminal blocks, sealed cable entry plate with removable plugs for optional stuffing glands, wall mount brackets. | IPCxxx, IQSxxx, ILSxxx, MA130, ABAxxx | Ex e / t G / D Zone 1 / 21 (Russia, Belarus, Kyrgyzstan, Armenia, Kazakhstan) / Validity : 15.02.2026
ABA173 | 830-173-000-01x | ABA173 Industrial Housing | Industrial housing made from painted steel, door with locking system, rear plate with DIN-rails for up to 8 conditioners (IQS, IPC, IVC) or terminal blocks, sealed cable entry plate with removable plugs for optional stuffing glands, wall mount brackets. | IPCxxx, IQSxxx, ILSxxx, MA130, ABAxxx | Ex e / t G / D Zone 1 / 21 (Russia, Belarus, Kyrgyzstan, Armenia, Kazakhstan) / Validity : 15.02.2026
AE119 | 800-119-000-02x | AE119 Housing expansion probe (50 mm range) | Absolute expansion transducer with integral electronics, standard 4-20 mA output, measuring range 0-50 mm | AE119, EH140 | No
AE119 | 800-119-000-12x | AE119 Housing expansion probe (100 mm range) | Absolute expansion transducer with integral electronics, standard 4-20 mA output, measuring range 0-100 mm | AE119, EH140 | No
AE119 | AE119-A050-B1 | AE119 Inductive expansion probe | A050: Range = 50 mm B1: Version = Standard (0 to +70°C) | AE119, EC-AE119 | No
CA134-20x | 144-134-000-20x | CA134-20x Piezoelectric Accelerometer | -253°C (20K) to +500°C, 10 pC/g, 7/16”-27 UNS-2A connector, Ex approved | CA134, IPC707, GSI127, TA104, TA105, EC069, EC112, EC390, CG505, ABAxxx, JB105, JB116 | Ex ia G Zone 0 (Brazil) / Validity : 19.01.2024 Ex ia G Zone 0 (China) / Validity : 07.04.2027 Ex ia G Zone 0 (Europa) / Validity : None Ex ia G Zone 0 (International) / Validity : None Ex ia G Zone 0 (Korea) / Validity : None Ex ia G Zone 0 (North America) / Validity : None Ex ia G Zone 0 (Russia, Belarus, Kyrgyzstan, Armenia, Kazakhstan) / Validity : 20.02.2026 Ex nA G Zone 2 (Brazil) / Validity : 19.01.2024 Ex nA G Zone 2 (Europa) / Validity : None Ex nA G Zone 2 (International) / Validity : None Ex nA G Zone 2 (Russia, Belarus, Kyrgyzstan, Armenia, Kazakhstan) / Validity : 20.02.2026
CA134-61x | 144-134-000-61x | CA134-61x Piezoelectric Accelerometer | -253°C (20K) to +500°C, 10 pC/g, 2m integral MI cable with overbraid, VM high temp 7/16” connector, Ex approved | CA134, IPC707, GSI127, TA104, TA105, EC069, EC112, EC390, CG505, ABAxxx, JB105, JB116 | Ex ia G Zone 0 (Brazil) / Validity : 19.01.2024 Ex ia G Zone 0 (China) / Validity : 07.04.2027 Ex ia G Zone 0 (Europa) / Validity : None Ex ia G Zone 0 (International) / Validity : None Ex ia G Zone 0 (Korea) / Validity : None Ex ia G Zone 0 (North America) / Validity : None Ex ia G Zone 0 (Russia, Belarus, Kyrgyzstan, Armenia, Kazakhstan) / Validity : 20.02.2026 Ex ib G Zone 1 (Japan) / Validity : 07.01.2026 Ex nA G Zone 2 (Brazil) / Validity : 19.01.2024 Ex nA G Zone 2 (Europa) / Validity : None Ex nA G Zone 2 (International) / Validity : None Ex nA G Zone 2 (Russia, Belarus, Kyrgyzstan, Armenia, Kazakhstan) / Validity : 20.02.2026
CA175-10x | 144-175-000-10x | CA175-10x Piezoelectric Accelerometer | -54 to +400°C, 50 pC/g, 4043mm MI cable. LM 5000 gas turbine. | CA175, IPC707, GSI127 | No
CA175-20x | 144-175-000-20x | CA175-20x Piezoelectric Accelerometer | -54 to +400°C, 50 pC/g, 3115 mm MI cable. | CA175, IPC707, GSI127 | No
CA202-10x | 144-202-000-10x | CA202-10x Piezoelectric Accelerometer | Ex nA, output 100 pC/g, Temp.-range -54°C to 260°C, 3 m cable protected by flexible sealed tube with flying leads. - 4x socket head screw M6x35 - 4x Ring spring washers M6 - 1x Securing ring DIN 6799 | CA202, IPC707, GSI127, MA133, MF101, ABAxxx, JB105, JB116 | Ex ia G Zone 0 (Europa) / Validity : None Ex ia G Zone 0 (Korea) / Validity : None Ex ia G Zone 0 (Russia, Belarus, Kyrgyzstan, Armenia, Kazakhstan) / Validity : 20.02.2026 Ex ia G Zone 0 (United Kingdom) / Validity : None Ex nA G Zone 2 (Europa) / Validity : None Ex nA G Zone 2 (International) / Validity : None Ex nA G Zone 2 (North America) / Validity : None Ex nA G Zone 2 (Russia, Belarus, Kyrgyzstan, Armenia, Kazakhstan) / Validity : 20.02.2026 Ex nA G Zone 2 (United Kingdom) / Validity : None
CA202-11x | 144-202-000-11x | CA202-11x Piezoelectric Accelerometer | Ex nA, output 100 pC/g, Temp.-range -54°C to 260°C, 100 pC/g, 6 m cable protected by flexible sealed tube with flying leads. - 4x socket head screw M6x35 - 4x Ring spring washers M6 - 1x Securing ring DIN 6799 | CA202, IPC707, GSI127, MA133, MF101, ABAxxx, JB105, JB116 | Ex ia G Zone 0 (Europa) / Validity : None Ex ia G Zone 0 (Korea) / Validity : None Ex ia G Zone 0 (Russia, Belarus, Kyrgyzstan, Armenia, Kazakhstan) / Validity : 20.02.2026 Ex ia G Zone 0 (United Kingdom) / Validity : None Ex nA G Zone 2 (Europa) / Validity : None Ex nA G Zone 2 (International) / Validity : None Ex nA G Zone 2 (North America) / Validity : None Ex nA G Zone 2 (Russia, Belarus, Kyrgyzstan, Armenia, Kazakhstan) / Validity : 20.02.2026 Ex nA G Zone 2 (United Kingdom) / Validity : None
CA202-12x | 144-202-000-12x | CA202-12x Piezoelectric Accelerometer | -54°C to 260°C, 100 pC/g, 11 m cable protected by flexible sealed tube with flying leads, Ex approved | CA202, IPC707, GSI127, MA133, MF101, ABAxxx, JB105, JB116 | Ex ia G Zone 0 (Europa) / Validity : None Ex ia G Zone 0 (Korea) / Validity : None Ex ia G Zone 0 (Russia, Belarus, Kyrgyzstan, Armenia, Kazakhstan) / Validity : 20.02.2026 Ex ia G Zone 0 (United Kingdom) / Validity : None Ex nA G Zone 2 (Europa) / Validity : None Ex nA G Zone 2 (International) / Validity : None Ex nA G Zone 2 (North America) / Validity : None Ex nA G Zone 2 (Russia, Belarus, Kyrgyzstan, Armenia, Kazakhstan) / Validity : 20.02.2026 Ex nA G Zone 2 (United Kingdom) / Validity : None
CA202-13x | 144-202-000-13x | CA202-13x Piezoelectric Accelerometer | -54°C to 260°C, 100 pC/g, 20 m cable protected by flexible sealed tube with flying leads, Ex approved | CA202, IPC707, GSI127, MA133, MF101, ABAxxx, JB105, JB116 | Ex ia G Zone 0 (Europa) / Validity : None Ex ia G Zone 0 (Korea) / Validity : None Ex ia G Zone 0 (Russia, Belarus, Kyrgyzstan, Armenia, Kazakhstan) / Validity : 20.02.2026 Ex ia G Zone 0 (United Kingdom) / Validity : None Ex nA G Zone 2 (Europa) / Validity : None Ex nA G Zone 2 (International) / Validity : None Ex nA G Zone 2 (North America) / Validity : None Ex nA G Zone 2 (Russia, Belarus, Kyrgyzstan, Armenia, Kazakhstan) / Validity : 20.02.2026 Ex nA G Zone 2 (United Kingdom) / Validity : None
CA202-20x | 144-202-000-20x | CA202-20x Piezoelectric Accelerometer | -54°C to 260°C, 100 pC/g, 3 m cable protected by flexible sealed tube with flying leads - 4 screws M6x35 - 4 washers for M6 - Clip DIN 6799 Replacement of 144-201-000-222 and 144-202-000-203 | CA202, IPC707, GSI127, MA133, MF101, ABAxxx, JB105, JB116 | No
CA202-21x | 144-202-000-21x | CA202-21x Piezoelectric Accelerometer | -54°C to 260°C, 100 pC/g, 6 m cable protected by flexible sealed tube with flying leads - 4 screws M6x35 - 4 washers for M6 - Clip DIN 6799 Replacement of 144-201-000-422 and 144-202-000-403 | CA202, IPC707, GSI127, MA133, MF101, ABAxxx, JB105, JB116 | No
CA202-22x | 144-202-000-22x | CA202-22x Piezoelectric Accelerometer | -54°C to 260°C, 100 pC/g, 11 m cable protected by flexible sealed tube with flying leads - 4 screws M6x35 - 4 washers for M6 - Clip DIN 6799 Replacement of 144-202-000-803 | CA202, IPC707, GSI127, MA133, MF101, ABAxxx, JB105, JB116 | No
CA202-23x | 144-202-000-23x | CA202-23x Piezoelectric Accelerometer | -54°C to 260°C, 100 pC/g, 20 m cable protected by flexible sealed tube with flying leads - 4 screws M6x35 - 4 washers for M6 - Clip DIN 6799 Replacement of 144-202-000-853 | CA202, IPC707, GSI127, MA133, MF101, ABAxxx, JB105, JB116 | No
CA202-30x | 144-202-000-30x | CA202-30x Piezoelectric Accelerometer | -54°C to 260°C, 100 pC/g, 8 m cable protected by flexible sealed tube with flying lead, Ex approved | CA202, IPC707, GSI127, MA133, MF101, ABAxxx, JB105, JB116 | Ex ia G Zone 0 (Europa) / Validity : None Ex ia G Zone 0 (Korea) / Validity : None Ex ia G Zone 0 (Russia, Belarus, Kyrgyzstan, Armenia, Kazakhstan) / Validity : 20.02.2026 Ex ia G Zone 0 (United Kingdom) / Validity : None Ex nA G Zone 2 (Europa) / Validity : None Ex nA G Zone 2 (International) / Validity : None Ex nA G Zone 2 (North America) / Validity : None Ex nA G Zone 2 (Russia, Belarus, Kyrgyzstan, Armenia, Kazakhstan) / Validity : 20.02.2026 Ex nA G Zone 2 (United Kingdom) / Validity : None
CA202-31x | 144-202-000-31x | CA202-31x Piezoelectric Accelerometer | -54°C to 260°C, 100 pC/g, 3 m cable protected by flexible sealed tube with flying lead, Ex approved | CA202, IPC707, GSI127, MA133, MF101, ABAxxx, JB105, JB116 | Ex ia G Zone 0 (Europa) / Validity : None Ex ia G Zone 0 (Korea) / Validity : None Ex ia G Zone 0 (Russia, Belarus, Kyrgyzstan, Armenia, Kazakhstan) / Validity : 20.02.2026 Ex ia G Zone 0 (United Kingdom) / Validity : None Ex nA G Zone 2 (Europa) / Validity : None Ex nA G Zone 2 (International) / Validity : None Ex nA G Zone 2 (North America) / Validity : None Ex nA G Zone 2 (Russia, Belarus, Kyrgyzstan, Armenia, Kazakhstan) / Validity : 20.02.2026 Ex nA G Zone 2 (United Kingdom) / Validity : None
CA202-32x | 144-202-000-32x | CA202-32x Piezoelectric Accelerometer | -54°C to 260°C, 100 pC/g, 11 m cable protected by flexible sealed tube with flying lead, Ex approved | CA202, IPC707, GSI127, MA133, MF101, ABAxxx, JB105, JB116 | Ex ia G Zone 0 (Europa) / Validity : None Ex ia G Zone 0 (Korea) / Validity : None Ex ia G Zone 0 (Russia, Belarus, Kyrgyzstan, Armenia, Kazakhstan) / Validity : 20.02.2026 Ex ia G Zone 0 (United Kingdom) / Validity : None Ex nA G Zone 2 (Europa) / Validity : None Ex nA G Zone 2 (International) / Validity : None Ex nA G Zone 2 (North America) / Validity : None Ex nA G Zone 2 (Russia, Belarus, Kyrgyzstan, Armenia, Kazakhstan) / Validity : 20.02.2026 Ex nA G Zone 2 (United Kingdom) / Validity : None
CA202-50x | 144-202-000-50x | CA202-50x Piezoelectric Accelerometer | -54°C to 260°C, 100 pC/g, 6 m cable protected by flexible sealed tube with flying lead, Ex approved | CA202, IPC707, GSI127, MA133, MF101, ABAxxx, JB105, JB116 | Ex ia G Zone 0 (Europa) / Validity : None Ex ia G Zone 0 (Korea) / Validity : None Ex ia G Zone 0 (Russia, Belarus, Kyrgyzstan, Armenia, Kazakhstan) / Validity : 20.02.2026 Ex ia G Zone 0 (United Kingdom) / Validity : None Ex nA G Zone 2 (Europa) / Validity : None Ex nA G Zone 2 (International) / Validity : None Ex nA G Zone 2 (North America) / Validity : None Ex nA G Zone 2 (Russia, Belarus, Kyrgyzstan, Armenia, Kazakhstan) / Validity : 20.02.2026 Ex nA G Zone 2 (United Kingdom) / Validity : None
CA202-51x | 144-202-000-51x | CA202-51x Piezoelectric Accelerometer | -54°C to 260°C, 100 pC/g, 10 m cable protected by flexible sealed tube with flying lead, Ex approved | CA202, IPC707, GSI127, MA133, MF101, ABAxxx, JB105, JB116 | Ex ia G Zone 0 (Europa) / Validity : None Ex ia G Zone 0 (Korea) / Validity : None Ex ia G Zone 0 (Russia, Belarus, Kyrgyzstan, Armenia, Kazakhstan) / Validity : 20.02.2026 Ex ia G Zone 0 (United Kingdom) / Validity : None Ex nA G Zone 2 (Europa) / Validity : None Ex nA G Zone 2 (International) / Validity : None Ex nA G Zone 2 (North America) / Validity : None Ex nA G Zone 2 (Russia, Belarus, Kyrgyzstan, Armenia, Kazakhstan) / Validity : 20.02.2026 Ex nA G Zone 2 (United Kingdom) / Validity : None
CA280-01x | 144-280-000-01x | CA280-01x Piezoelectric Accelerometer | -54°C to +260°C, 100 pC/g, side connector, 7/16''-27 UNS-2A, Ex approved | CA280, GSI127, TA104, TA105, EC119, EC222, EC390, ABAxxx, JB105, JB116 | Ex ia G Zone 0 (Europa) / Validity : None Ex ia G Zone 0 (International) / Validity : None Ex ia G Zone 0 (Korea) / Validity : None Ex ia G Zone 0 (North America) / Validity : None Ex ia G Zone 0 (Russia, Belarus, Kyrgyzstan, Armenia, Kazakhstan) / Validity : 20.02.2026 Ex nA G Zone 2 (Europa) / Validity : None Ex nA G Zone 2 (International) / Validity : None Ex nA G Zone 2 (North America) / Validity : None Ex nA G Zone 2 (Russia, Belarus, Kyrgyzstan, Armenia, Kazakhstan) / Validity : 20.02.2026
CA280-11x | 144-280-000-11x | CA280-11x Piezoelectric Accelerometer | -54°C to +260°C, 100 pC/g, 3m cable protected by flexible sealed tube with flying leads, Ex approved | CA280, GSI127, TA104, TA105, EC119, EC222, EC390, ABAxxx, JB105, JB116 | Ex ia G Zone 0 (Europa) / Validity : None Ex ia G Zone 0 (International) / Validity : None Ex ia G Zone 0 (Korea) / Validity : None Ex ia G Zone 0 (North America) / Validity : None Ex ia G Zone 0 (Russia, Belarus, Kyrgyzstan, Armenia, Kazakhstan) / Validity : 20.02.2026 Ex nA G Zone 2 (Europa) / Validity : None Ex nA G Zone 2 (International) / Validity : None Ex nA G Zone 2 (North America) / Validity : None Ex nA G Zone 2 (Russia, Belarus, Kyrgyzstan, Armenia, Kazakhstan) / Validity : 20.02.2026
CA280-12x | 144-280-000-12x | CA280-12x Piezoelectric Accelerometer | -54°C to +260°C, 100 pC/g, 6m cable protected by flexible sealed tube with flying leads, Ex approved | CA280, GSI127, TA104, TA105, EC119, EC222, EC390, ABAxxx, JB105, JB116 | Ex ia G Zone 0 (Europa) / Validity : None Ex ia G Zone 0 (International) / Validity : None Ex ia G Zone 0 (Korea) / Validity : None Ex ia G Zone 0 (North America) / Validity : None Ex ia G Zone 0 (Russia, Belarus, Kyrgyzstan, Armenia, Kazakhstan) / Validity : 20.02.2026 Ex nA G Zone 2 (Europa) / Validity : None Ex nA G Zone 2 (International) / Validity : None Ex nA G Zone 2 (North America) / Validity : None Ex nA G Zone 2 (Russia, Belarus, Kyrgyzstan, Armenia, Kazakhstan) / Validity : 20.02.2026
CA280-21x | 144-280-000-21x | CA280-21x Piezoelectric Accelerometer | -54°C to +260°C, 100 pC/g, 3m cable protected by flexible sealed tube with flying leads, Ex approved | CA280, GSI127, TA104, TA105, EC119, EC222, EC390, ABAxxx, JB105, JB116 | Ex ia G Zone 0 (Europa) / Validity : None Ex ia G Zone 0 (International) / Validity : None Ex ia G Zone 0 (Korea) / Validity : None Ex ia G Zone 0 (North America) / Validity : None Ex ia G Zone 0 (Russia, Belarus, Kyrgyzstan, Armenia, Kazakhstan) / Validity : 20.02.2026 Ex nA G Zone 2 (Europa) / Validity : None Ex nA G Zone 2 (International) / Validity : None Ex nA G Zone 2 (North America) / Validity : None Ex nA G Zone 2 (Russia, Belarus, Kyrgyzstan, Armenia, Kazakhstan) / Validity : 20.02.2026
CA280-22x | 144-280-000-22x | CA280-22x Piezoelectric Accelerometer | -54°C to +260°C, 100 pC/g, 6m cable protected by flexible sealed tube with flying leads, Ex approved | CA280, GSI127, TA104, TA105, EC119, EC222, EC390, ABAxxx, JB105, JB116 | Ex ia G Zone 0 (Europa) / Validity : None Ex ia G Zone 0 (International) / Validity : None Ex ia G Zone 0 (Korea) / Validity : None Ex ia G Zone 0 (North America) / Validity : None Ex ia G Zone 0 (Russia, Belarus, Kyrgyzstan, Armenia, Kazakhstan) / Validity : 20.02.2026 Ex nA G Zone 2 (Europa) / Validity : None Ex nA G Zone 2 (International) / Validity : None Ex nA G Zone 2 (North America) / Validity : None Ex nA G Zone 2 (Russia, Belarus, Kyrgyzstan, Armenia, Kazakhstan) / Validity : 20.02.2026
CA280-23x | 144-280-000-23x | CA280-23x Piezoelectric Accelerometer | -54°C to +260°C, 100 pC/g, 10m cable protected by flexible sealed tube with flying leads, Ex approved | CA280, GSI127, TA104, TA105, EC119, EC222, EC390, ABAxxx, JB105, JB116 | Ex ia G Zone 0 (Europa) / Validity : None Ex ia G Zone 0 (International) / Validity : None Ex ia G Zone 0 (Korea) / Validity : None Ex ia G Zone 0 (North America) / Validity : None Ex ia G Zone 0 (Russia, Belarus, Kyrgyzstan, Armenia, Kazakhstan) / Validity : 20.02.2026 Ex nA G Zone 2 (Europa) / Validity : None Ex nA G Zone 2 (International) / Validity : None Ex nA G Zone 2 (North America) / Validity : None Ex nA G Zone 2 (Russia, Belarus, Kyrgyzstan, Armenia, Kazakhstan) / Validity : 20.02.2026
CA303-01x | 144-303-000-01x | CA303-01x Piezoelectric Accelerometer | -54°C to +455°C (850°F), 50 pC/g, Side connector, 5/8"-24 UNEF-2A, Ex approved Replacement of 303-031 | CA303, IPC707, GSI127, EC348, ABAxxx, JB105, JB116 | Ex ia G Zone 0 (Europa) / Validity : None Ex ia G Zone 0 (North America) / Validity : None Ex ia G Zone 0 (Russia, Belarus, Kyrgyzstan, Armenia, Kazakhstan) / Validity : 20.02.2026 Ex nA G Zone 2 (Europa) / Validity : None Ex nA G Zone 2 (International) / Validity : None Ex nA G Zone 2 (Russia, Belarus, Kyrgyzstan, Armenia, Kazakhstan) / Validity : 20.02.2026
CA303-11x | 144-303-000-11x | CA303-11x Piezoelectric Accelerometer | -54°C to +455°C (850°F), 50 pC/g, 2.1 m (84") integral MI cable with stainless steel overbraid and 5/8"-24 UNEF-2A, Ex approved Replacement of 303-02 | CA303, IPC707, GSI127, EC348, ABAxxx, JB105, JB116 | Ex ia G Zone 0 (Europa) / Validity : None Ex ia G Zone 0 (North America) / Validity : None Ex ia G Zone 0 (Russia, Belarus, Kyrgyzstan, Armenia, Kazakhstan) / Validity : 20.02.2026 Ex nA G Zone 2 (Europa) / Validity : None Ex nA G Zone 2 (International) / Validity : None Ex nA G Zone 2 (Russia, Belarus, Kyrgyzstan, Armenia, Kazakhstan) / Validity : 20.02.2026
CA303-21x | 144-303-000-21x | CA303-21x Piezoelectric Accelerometer | -54°C to +455°C (850°F), 50 pC/g, 1.02 m (40") integral MI cable with overbraid and M83723/89Y1020-6, Ex approved | CA303, IPC707, GSI127, EC349, ABAxxx, JB105, JB116 | Ex ia G Zone 0 (Europa) / Validity : None Ex ia G Zone 0 (North America) / Validity : None Ex ia G Zone 0 (Russia, Belarus, Kyrgyzstan, Armenia, Kazakhstan) / Validity : 20.02.2026 Ex nA G Zone 2 (Europa) / Validity : None Ex nA G Zone 2 (International) / Validity : None Ex nA G Zone 2 (Russia, Belarus, Kyrgyzstan, Armenia, Kazakhstan) / Validity : 20.02.2026
CA303-22x | 144-303-000-22x | CA303-22x Piezoelectric Accelerometer | -54°C to +455°C (850°F), 50 pC/g, 2.06 m (81") integral MI cable with overbraid and M83723/89Y1020-6, Ex approved, replacement of 303-033 | CA303, IPC707, GSI127, EC349, ABAxxx, JB105, JB116 | Ex ia G Zone 0 (Europa) / Validity : None Ex ia G Zone 0 (North America) / Validity : None Ex ia G Zone 0 (Russia, Belarus, Kyrgyzstan, Armenia, Kazakhstan) / Validity : 20.02.2026 Ex nA G Zone 2 (Europa) / Validity : None Ex nA G Zone 2 (International) / Validity : None Ex nA G Zone 2 (Russia, Belarus, Kyrgyzstan, Armenia, Kazakhstan) / Validity : 20.02.2026
CA303-23x | 144-303-000-23x | CA303-23x Piezoelectric Accelerometer | -54°C to +455°C (850°F), 50 pC/g, 1.14 m (45") integral MI cable with overbraid and M83723/89Y1020-6, Ex approved | CA303, IPC707, GSI127, EC349, ABAxxx, JB105, JB116 | Ex ia G Zone 0 (Europa) / Validity : None Ex ia G Zone 0 (North America) / Validity : None Ex ia G Zone 0 (Russia, Belarus, Kyrgyzstan, Armenia, Kazakhstan) / Validity : 20.02.2026 Ex nA G Zone 2 (Europa) / Validity : None Ex nA G Zone 2 (International) / Validity : None Ex nA G Zone 2 (Russia, Belarus, Kyrgyzstan, Armenia, Kazakhstan) / Validity : 20.02.2026
CA303-24x | 144-303-000-24x | CA303-24x Piezoelectric Accelerometer | -54°C to +455°C (850°F), 50 pC/g, 1.35 m (53") integral MI cable with overbraid and M83723/89Y1020-6, Ex approved, replacement of 303-035 | CA303, IPC707, GSI127, EC349, ABAxxx, JB105, JB116 | Ex ia G Zone 0 (Europa) / Validity : None Ex ia G Zone 0 (North America) / Validity : None Ex ia G Zone 0 (Russia, Belarus, Kyrgyzstan, Armenia, Kazakhstan) / Validity : 20.02.2026 Ex nA G Zone 2 (Europa) / Validity : None Ex nA G Zone 2 (International) / Validity : None Ex nA G Zone 2 (Russia, Belarus, Kyrgyzstan, Armenia, Kazakhstan) / Validity : 20.02.2026
CA303-25x | 144-303-000-25x | CA303-25x Piezoelectric Accelerometer | -54°C to +455°C (850°F), 50 pC/g, 1.27 m (50") integral MI cable with overbraid and M83723/89Y1020-6, Ex approved, replacement of 303-039 | CA303, IPC707, GSI127, EC349, ABAxxx, JB105, JB116 | Ex ia G Zone 0 (Europa) / Validity : None Ex ia G Zone 0 (North America) / Validity : None Ex ia G Zone 0 (Russia, Belarus, Kyrgyzstan, Armenia, Kazakhstan) / Validity : 20.02.2026 Ex nA G Zone 2 (Europa) / Validity : None Ex nA G Zone 2 (International) / Validity : None Ex nA G Zone 2 (Russia, Belarus, Kyrgyzstan, Armenia, Kazakhstan) / Validity : 20.02.2026
CA303-26x | 144-303-000-26x | CA303-26x Piezoelectric Accelerometer | -54°C to +455°C (850°F), 50 pC/g, 1.98 m (78") integral MI cable with overbraid and M83723/89Y1020-6, Ex approved, replacement of 303-041 | CA303, IPC707, GSI127, EC349, ABAxxx, JB105, JB116 | Ex ia G Zone 0 (Europa) / Validity : None Ex ia G Zone 0 (North America) / Validity : None Ex ia G Zone 0 (Russia, Belarus, Kyrgyzstan, Armenia, Kazakhstan) / Validity : 20.02.2026 Ex nA G Zone 2 (Europa) / Validity : None Ex nA G Zone 2 (International) / Validity : None Ex nA G Zone 2 (Russia, Belarus, Kyrgyzstan, Armenia, Kazakhstan) / Validity : 20.02.2026
CA303-27x | 144-303-000-27x | CA303-27x Piezoelectric Accelerometer | -54°C to +455°C (850°F), 50 pC/g, 2.64 m (104") integral MI cable with overbraid and M83723/89Y1020-6, Ex approved, replacement of 303-037 | CA303, IPC707, GSI127, EC349, ABAxxx, JB105, JB116 | Ex ia G Zone 0 (Europa) / Validity : None Ex ia G Zone 0 (North America) / Validity : None Ex ia G Zone 0 (Russia, Belarus, Kyrgyzstan, Armenia, Kazakhstan) / Validity : 20.02.2026 Ex nA G Zone 2 (Europa) / Validity : None Ex nA G Zone 2 (International) / Validity : None Ex nA G Zone 2 (Russia, Belarus, Kyrgyzstan, Armenia, Kazakhstan) / Validity : 20.02.2026
CA303-28x | 144-303-000-28x | CA303-28x Piezoelectric Accelerometer | -54°C to +455°C (850°F), 50 pC/g, 0.69 m (27") integral MI cable with overbraid and M83723/89Y1020-6, Ex approved | CA303, IPC707, GSI127, EC349, ABAxxx, JB105, JB116 | Ex ia G Zone 0 (Europa) / Validity : None Ex ia G Zone 0 (North America) / Validity : None Ex ia G Zone 0 (Russia, Belarus, Kyrgyzstan, Armenia, Kazakhstan) / Validity : 20.02.2026 Ex nA G Zone 2 (Europa) / Validity : None Ex nA G Zone 2 (International) / Validity : None Ex nA G Zone 2 (Russia, Belarus, Kyrgyzstan, Armenia, Kazakhstan) / Validity : 20.02.2026
CA303-29x | 144-303-000-29x | CA303-29x Piezoelectric Accelerometer | -54°C to +455°C (850°F), 50 pC/g, 1.55 m (61") integral MI cable with overbraid and M83723/89Y1020-6, Ex approved | CA303, IPC707, GSI127, EC349, ABAxxx, JB105, JB116 | Ex ia G Zone 0 (Europa) / Validity : None Ex ia G Zone 0 (North America) / Validity : None Ex ia G Zone 0 (Russia, Belarus, Kyrgyzstan, Armenia, Kazakhstan) / Validity : 20.02.2026 Ex nA G Zone 2 (Europa) / Validity : None Ex nA G Zone 2 (International) / Validity : None Ex nA G Zone 2 (Russia, Belarus, Kyrgyzstan, Armenia, Kazakhstan) / Validity : 20.02.2026
CA303-31x | 144-303-000-31x | CA303-31x Piezoelectric Accelerometer | -54°C to +455°C (850°F), 50 pC/g, 1.22 m (48") integral MI cable with overbraid and M83723/89Y1020-N, Ex approved, replacement of 303-032 | CA303, IPC707, GSI127, EC350, ABAxxx, JB105, JB116 | Ex ia G Zone 0 (Europa) / Validity : None Ex ia G Zone 0 (North America) / Validity : None Ex ia G Zone 0 (Russia, Belarus, Kyrgyzstan, Armenia, Kazakhstan) / Validity : 20.02.2026 Ex nA G Zone 2 (Europa) / Validity : None Ex nA G Zone 2 (International) / Validity : None Ex nA G Zone 2 (Russia, Belarus, Kyrgyzstan, Armenia, Kazakhstan) / Validity : 20.02.2026
CA303-32x | 144-303-000-32x | CA303-32x Piezoelectric Accelerometer | -54°C to +455°C (850°F), 50 pC/g, 2.06 m (81") integral MI cable with overbraid and M83723/89Y1020-N, Ex approved | CA303, IPC707, GSI127, EC350, ABAxxx, JB105, JB116 | Ex ia G Zone 0 (Europa) / Validity : None Ex ia G Zone 0 (North America) / Validity : None Ex ia G Zone 0 (Russia, Belarus, Kyrgyzstan, Armenia, Kazakhstan) / Validity : 20.02.2026 Ex nA G Zone 2 (Europa) / Validity : None Ex nA G Zone 2 (International) / Validity : None Ex nA G Zone 2 (Russia, Belarus, Kyrgyzstan, Armenia, Kazakhstan) / Validity : 20.02.2026
CA303-33x | 144-303-000-33x | CA303-33x Piezoelectric Accelerometer | -54°C to +455°C (850°F), 50 pC/g, 1.14 m (45") integral MI cable with overbraid and M83723/89Y1020-N, Ex approved, replacement of 303-034 | CA303, IPC707, GSI127, EC350, ABAxxx, JB105, JB116 | Ex ia G Zone 0 (Europa) / Validity : None Ex ia G Zone 0 (North America) / Validity : None Ex ia G Zone 0 (Russia, Belarus, Kyrgyzstan, Armenia, Kazakhstan) / Validity : 20.02.2026 Ex nA G Zone 2 (Europa) / Validity : None Ex nA G Zone 2 (International) / Validity : None Ex nA G Zone 2 (Russia, Belarus, Kyrgyzstan, Armenia, Kazakhstan) / Validity : 20.02.2026
CA303-38x | 144-303-000-38x | CA303-38x Piezoelectric Accelerometer | -54°C to +455°C (850°F), 50 pC/g, 0.69 m (27") integral MI cable with overbraid and M83723/89Y1020-N, Ex approved, replacement of 303-036 | CA303, IPC707, GSI127, EC350, ABAxxx, JB105, JB116 | Ex ia G Zone 0 (Europa) / Validity : None Ex ia G Zone 0 (North America) / Validity : None Ex ia G Zone 0 (Russia, Belarus, Kyrgyzstan, Armenia, Kazakhstan) / Validity : 20.02.2026 Ex nA G Zone 2 (Europa) / Validity : None Ex nA G Zone 2 (International) / Validity : None Ex nA G Zone 2 (Russia, Belarus, Kyrgyzstan, Armenia, Kazakhstan) / Validity : 20.02.2026
CA303-39x | 144-303-000-39x | CA303-39x Piezoelectric Accelerometer | -54°C to +455°C (850°F), 50 pC/g, 1.4 m (55") integral MI cable with overbraid and M83723/89Y1020-N, Ex approved, replacement of 303-038 | CA303, IPC707, GSI127, EC350, ABAxxx, JB105, JB116 | Ex ia G Zone 0 (Europa) / Validity : None Ex ia G Zone 0 (North America) / Validity : None Ex ia G Zone 0 (Russia, Belarus, Kyrgyzstan, Armenia, Kazakhstan) / Validity : 20.02.2026 Ex nA G Zone 2 (Europa) / Validity : None Ex nA G Zone 2 (International) / Validity : None Ex nA G Zone 2 (Russia, Belarus, Kyrgyzstan, Armenia, Kazakhstan) / Validity : 20.02.2026
CA901-21x | 144-901-000-21x | CA901-21x Piezoelectric Accelerometer | VC2 based sensing element, -196°C to +700°C, 10 pC/g, 5 m integral MI cable with VM-Lemo type 0 connector | CPxxx, IPC707, GSI127, EC153, ABAxxx, JB105, JB116, GSI127 | No
CA901-22x | 144-901-000-22x | CA901-22x Piezoelectric Accelerometer | VC2 based sensing element, -196°C to +700°C, 10 pC/g, 12.5 m integral MI cable with VM-Lemo type 0 connector | CPxxx, IPC707, GSI127, EC153, ABAxxx, JB105, JB116, GSI127 | No
CA901-23x | 144-901-000-23x | CA901-23x Piezoelectric Accelerometer | VC2 based sensing element, -196°C to +700°C, 10 pC/g, 20 m integral MI cable with VM-Lemo type 0 connector | CPxxx, IPC707, GSI127, EC153, ABAxxx, JB105, JB116, GSI127 | No
CA901-25x | 144-901-000-25x | CA901-25x Piezoelectric Accelerometer | VC2 based sensing element, -196°C to +700°C, 10 pC/g, 8 m integral MI cable with VM-Lemo type 0 connector | CPxxx, IPC707, GSI127, EC153, ABAxxx, JB105, JB116, GSI127 | No
CA901-28x | 144-901-000-28x | CA901-28x Piezoelectric Accelerometer | VC2 based sensing element, -196°C to +700°C, 10 pC/g, 3.5 m integral MI cable with VM-Lemo type 0 connector | CPxxx, IPC707, GSI127, EC153, ABAxxx, JB105, JB116, GSI127 | No
CA901-60x | 144-901-000-60x | CA901-60x Piezoelectric Accelerometer | VC2 based sensing element, -196°C to +700°C, 10 pC/g, 5 m integral MI cable with VM-Lemo type 0 connector, Ex approved | CPxxx, IPC707, GSI127, EC153, ABAxxx, JB105, JB116, GSI127 | Ex ia G Zone 0 (Europa) / Validity : None Ex ia G Zone 0 (International) / Validity : None Ex ia G Zone 0 (Korea) / Validity : None Ex ia G Zone 0 (Russia, Belarus, Kyrgyzstan, Armenia, Kazakhstan) / Validity : 20.02.2026 Ex ia G Zone 0 (United Kingdom) / Validity : None Ex nA G Zone 2 (Europa) / Validity : None Ex nA G Zone 2 (International) / Validity : None Ex nA G Zone 2 (Russia, Belarus, Kyrgyzstan, Armenia, Kazakhstan) / Validity : 20.02.2026 Ex nA G Zone 2 (United Kingdom) / Validity : None
CA901-61x | 144-901-000-61x | CA901-61x Piezoelectric Accelerometer | VC2 based sensing element, -196°C to +700°C, 10 pC/g, 8 m integral MI cable with VM-Lemo type 0 connector, Ex approved | CPxxx, IPC707, GSI127, EC153, ABAxxx, JB105, JB116, GSI127 | Ex ia G Zone 0 (Europa) / Validity : None Ex ia G Zone 0 (International) / Validity : None Ex ia G Zone 0 (Korea) / Validity : None Ex ia G Zone 0 (Russia, Belarus, Kyrgyzstan, Armenia, Kazakhstan) / Validity : 20.02.2026 Ex ia G Zone 0 (United Kingdom) / Validity : None Ex nA G Zone 2 (Europa) / Validity : None Ex nA G Zone 2 (International) / Validity : None Ex nA G Zone 2 (Russia, Belarus, Kyrgyzstan, Armenia, Kazakhstan) / Validity : 20.02.2026 Ex nA G Zone 2 (United Kingdom) / Validity : None
CA901-62x | 144-901-000-62x | CA901-62x Piezoelectric Accelerometer | VC2 based sensing element, -196°C to +700°C, 10 pC/g, 3.5 m integral MI cable with VM-Lemo type 0 connector, Ex approved | CPxxx, IPC707, GSI127, EC153, ABAxxx, JB105, JB116, GSI127 | Ex ia G Zone 0 (Europa) / Validity : None Ex ia G Zone 0 (International) / Validity : None Ex ia G Zone 0 (Korea) / Validity : None Ex ia G Zone 0 (Russia, Belarus, Kyrgyzstan, Armenia, Kazakhstan) / Validity : 20.02.2026 Ex ia G Zone 0 (United Kingdom) / Validity : None Ex nA G Zone 2 (Europa) / Validity : None Ex nA G Zone 2 (International) / Validity : None Ex nA G Zone 2 (Russia, Belarus, Kyrgyzstan, Armenia, Kazakhstan) / Validity : 20.02.2026 Ex nA G Zone 2 (United Kingdom) / Validity : None
CA901-63x | 144-901-000-63x | CA901-63x Piezoelectric Accelerometer | VC2 based sensing element, -196°C to +700°C, 10 pC/g, 12.5 m integral MI cable with VM-Lemo type 0 connector, Ex approved | CPxxx, IPC707, GSI127, EC153, ABAxxx, JB105, JB116, GSI127 | Ex ia G Zone 0 (Europa) / Validity : None Ex ia G Zone 0 (International) / Validity : None Ex ia G Zone 0 (Korea) / Validity : None Ex ia G Zone 0 (Russia, Belarus, Kyrgyzstan, Armenia, Kazakhstan) / Validity : 20.02.2026 Ex ia G Zone 0 (United Kingdom) / Validity : None Ex nA G Zone 2 (Europa) / Validity : None Ex nA G Zone 2 (International) / Validity : None Ex nA G Zone 2 (Russia, Belarus, Kyrgyzstan, Armenia, Kazakhstan) / Validity : 20.02.2026 Ex nA G Zone 2 (United Kingdom) / Validity : None
CA901-70x | 144-901-000-70x | CA901-70x Piezoelectric Accelerometer | VC2 based sensing element, -196°C to +700°C, 10 pC/g, 5 m integral MI cable with VM 7/16" high temp connector, Ex approved | CPxxx, IPC707, GSI127, EC153, ABAxxx, JB105, JB116, GSI127 | Ex ia G Zone 0 (Europa) / Validity : None Ex ia G Zone 0 (International) / Validity : None Ex ia G Zone 0 (Korea) / Validity : None Ex ia G Zone 0 (Russia, Belarus, Kyrgyzstan, Armenia, Kazakhstan) / Validity : 20.02.2026 Ex ia G Zone 0 (United Kingdom) / Validity : None Ex nA G Zone 2 (Europa) / Validity : None Ex nA G Zone 2 (International) / Validity : None Ex nA G Zone 2 (Russia, Belarus, Kyrgyzstan, Armenia, Kazakhstan) / Validity : 20.02.2026 Ex nA G Zone 2 (United Kingdom) / Validity : None
CA955-94x | 144-955-000-94x | CA955-94x Piezoelectric Accelerometer | -54 to +455°C, 50 pC/g, 1.5 meters integral cable with overbraid, CG505 mating connector with flange | CA955, IPC707, GSI127, EC069, EC112, EC119, EC222, CG505, ABAxxx, JB105, JB116 | No
CA955-96x | 144-955-000-96x | CA955-96x Piezoelectric Accelerometer | -54 to +455°C, 50 pC/g, 3.7 meters integral cable with overbraid, CG505 mating connector with flange | CA955, IPC707, GSI127, EC069, EC112, EC119, EC222, CG505, ABAxxx, JB105, JB116 | No
Cable | 923-115-000-00x | Cable Assembly ED115-00x | Cable Assembly ED115 with connector EN2997RS00803FN and EN2997RS60803MN. | ED115 | N/A
Cable | 923-115-000-20x | Cable Assembly ED115-20x | Cable Assembly ED115 with connector flying leads and connector EN2997RS60803MN. | ED115 | N/A
Cable | 923-115-000-30x | Cable Assembly ED115-30x | Cable Assembly ED115 with connector EN2997RS00803FN and flying leads. | ED115 | N/A
CE134-14x | 444-134-000-14x | CE134-14x Piezoelectric Accelerometer | VC2 based sensing element, -70°C to 350°C, 5 µA/g, LF version, 3 m integral cable protected by flexible sealed tube, bayonet-locked stainless steel connector, Ex approved, 4 holes mounting | CE134, GSI127, EC175, EE139, CG134, ABAxxx, TA104, TA105, JB105, JB116 | Ex ia G Zone 0 (Europa) / Validity : None Ex ia G Zone 0 (International) / Validity : None Ex ia G Zone 0 (North America) / Validity : None Ex ia G Zone 0 (Russia, Belarus, Kyrgyzstan, Armenia, Kazakhstan) / Validity : 20.02.2026 Ex ia G Zone 0 (United Kingdom) / Validity : None Ex nA G Zone 2 (Europa) / Validity : None Ex nA G Zone 2 (International) / Validity : None Ex nA G Zone 2 (North America) / Validity : None Ex nA G Zone 2 (Russia, Belarus, Kyrgyzstan, Armenia, Kazakhstan) / Validity : 20.02.2026 Ex nA G Zone 2 (United Kingdom) / Validity : None
CE134-15x | 444-134-000-15x | CE134-15x Piezoelectric Accelerometer | VC2 based sensing element, -70°C to 350°C, 5 µA/g, LF version, 4 m integral cable protected by flexible sealed tube, bayonet-locked stainless steel connector, Ex approved, 4 holes mounting | CE134, GSI127, EC175, EE139, CG134, ABAxxx, TA104, TA105, JB105, JB116 | Ex ia G Zone 0 (Europa) / Validity : None Ex ia G Zone 0 (International) / Validity : None Ex ia G Zone 0 (North America) / Validity : None Ex ia G Zone 0 (Russia, Belarus, Kyrgyzstan, Armenia, Kazakhstan) / Validity : 20.02.2026 Ex ia G Zone 0 (United Kingdom) / Validity : None Ex nA G Zone 2 (Europa) / Validity : None Ex nA G Zone 2 (International) / Validity : None Ex nA G Zone 2 (North America) / Validity : None Ex nA G Zone 2 (Russia, Belarus, Kyrgyzstan, Armenia, Kazakhstan) / Validity : 20.02.2026 Ex nA G Zone 2 (United Kingdom) / Validity : None
CE134-40x | 444-134-000-40x | CE134-40x Piezoelectric Accelerometer | VC2 based sensing element, -70°C to 350°C, 5 µA/g, LF version, 3 m integral cable protected by flexible sealed tube, bayonet-locked stainless steel connector, Ex approved, 3 holes mounting | CE134, GSI127, EC175, EE139, CG134, ABAxxx, TA104, TA105, JB105, JB116 | Ex ia G Zone 0 (Europa) / Validity : None Ex ia G Zone 0 (International) / Validity : None Ex ia G Zone 0 (North America) / Validity : None Ex ia G Zone 0 (Russia, Belarus, Kyrgyzstan, Armenia, Kazakhstan) / Validity : 20.02.2026 Ex ia G Zone 0 (United Kingdom) / Validity : None Ex nA G Zone 2 (Europa) / Validity : None Ex nA G Zone 2 (International) / Validity : None Ex nA G Zone 2 (North America) / Validity : None Ex nA G Zone 2 (Russia, Belarus, Kyrgyzstan, Armenia, Kazakhstan) / Validity : 20.02.2026 Ex nA G Zone 2 (United Kingdom) / Validity : None
CE134-60x | 444-134-000-60x | CE134-60x Piezoelectric Accelerometer | VC2 based sensing element, -70°C to 350°C, 5 µA/g, HF version, 3 m integral cable protected by flexible sealed tube, bayonet-locked stainless steel connector, Ex approved, 3 holes mounting | CE134, GSI127, EC175, EE139, CG134, ABAxxx, TA104, TA105, JB105, JB116 | Ex ia G Zone 0 (Europa) / Validity : None Ex ia G Zone 0 (International) / Validity : None Ex ia G Zone 0 (North America) / Validity : None Ex ia G Zone 0 (Russia, Belarus, Kyrgyzstan, Armenia, Kazakhstan) / Validity : 20.02.2026 Ex ia G Zone 0 (United Kingdom) / Validity : None Ex nA G Zone 2 (Europa) / Validity : None Ex nA G Zone 2 (International) / Validity : None Ex nA G Zone 2 (North America) / Validity : None Ex nA G Zone 2 (Russia, Belarus, Kyrgyzstan, Armenia, Kazakhstan) / Validity : 20.02.2026 Ex nA G Zone 2 (United Kingdom) / Validity : None
CE134-70x | 444-134-000-70x | CE134-70x Piezoelectric Accelerometer | VC2 based sensing element, -70°C to 350°C, 5 µA/g, HF version, 3 m integral cable protected by flexible sealed tube, MIL-C-83723 stainless steel threaded connector, Ex approved, 3 holes mounting | CE134, GSI127, EC175, EE139, CG134, ABAxxx, TA104, TA105, JB105, JB116 | Ex ia G Zone 0 (Europa) / Validity : None Ex ia G Zone 0 (International) / Validity : None Ex ia G Zone 0 (North America) / Validity : None Ex ia G Zone 0 (Russia, Belarus, Kyrgyzstan, Armenia, Kazakhstan) / Validity : 20.02.2026 Ex ia G Zone 0 (United Kingdom) / Validity : None Ex nA G Zone 2 (Europa) / Validity : None Ex nA G Zone 2 (International) / Validity : None Ex nA G Zone 2 (North America) / Validity : None Ex nA G Zone 2 (Russia, Belarus, Kyrgyzstan, Armenia, Kazakhstan) / Validity : 20.02.2026 Ex nA G Zone 2 (United Kingdom) / Validity : None
CE134-71x | 444-134-000-71x | CE134-71x Piezoelectric Accelerometer | VC2 based sensing element, -70°C to 350°C, 5 µA/g, HF version, 6 m integral cable protected by flexible sealed tube, MIL-C-83723 stainless steel threaded connector, Ex approved, 3 holes mounting | CE134, GSI127, EC175, EE139, CG134, ABAxxx, TA104, TA105, JB105, JB116 | Ex ia G Zone 0 (Europa) / Validity : None Ex ia G Zone 0 (International) / Validity : None Ex ia G Zone 0 (North America) / Validity : None Ex ia G Zone 0 (Russia, Belarus, Kyrgyzstan, Armenia, Kazakhstan) / Validity : 20.02.2026 Ex ia G Zone 0 (United Kingdom) / Validity : None Ex nA G Zone 2 (Europa) / Validity : None Ex nA G Zone 2 (International) / Validity : None Ex nA G Zone 2 (North America) / Validity : None Ex nA G Zone 2 (Russia, Belarus, Kyrgyzstan, Armenia, Kazakhstan) / Validity : 20.02.2026 Ex nA G Zone 2 (United Kingdom) / Validity : None
CE281-01x | 444-281-000-01x | CE281-01x Piezoelectric Accelerometer | -54°C to 260°C, 10 µA/g, 3 m cable protected by flexible sealed tube, bayonet-locked stainless steel connector. Replacement of 444-136-000-201 | CE281, GSI127, EC175, EE139,TA104, TA105, CG134, ABAxxx, JB105, JB116 | No
CE281-11x | 444-281-000-11x | CE281-11x Piezoelectric Accelerometer | -54°C to 260°C, 10 µA/g, 3 m cable protected by flexible sealed tube, bayonet-locked stainless steel connector, Ex approved. Replacement of 444-136-000-102 | CE281, GSI127, EC175, EE139,TA104, TA105, CG134, ABAxxx, JB105, JB116 | Ex ia G Zone 0 (Europa) / Validity : None Ex ia G Zone 0 (International) / Validity : None Ex ia G Zone 0 (Korea) / Validity : None Ex ia G Zone 0 (North America) / Validity : None Ex ia G Zone 0 (Russia, Belarus, Kyrgyzstan, Armenia, Kazakhstan) / Validity : 20.02.2026 Ex nA G Zone 2 (Europa) / Validity : None Ex nA G Zone 2 (International) / Validity : None Ex nA G Zone 2 (North America) / Validity : None Ex nA G Zone 2 (Russia, Belarus, Kyrgyzstan, Armenia, Kazakhstan) / Validity : 20.02.2026
CE281-21x | 444-281-000-21x | CE281-21x Piezoelectric Accelerometer | -54°C to 260°C, 10 µA/g, 3 m cable protected by flexible sealed tube, MIL-C-83723 stainless steel threaded connector, Ex approved. Replacement of 444-136-000-401 | CE281, GSI127, EC175, EE143, TA104, TA105, CG134, ABAxxx, JB105, JB116 | Ex ia G Zone 0 (Europa) / Validity : None Ex ia G Zone 0 (International) / Validity : None Ex ia G Zone 0 (Korea) / Validity : None Ex ia G Zone 0 (North America) / Validity : None Ex ia G Zone 0 (Russia, Belarus, Kyrgyzstan, Armenia, Kazakhstan) / Validity : 20.02.2026 Ex nA G Zone 2 (Europa) / Validity : None Ex nA G Zone 2 (International) / Validity : None Ex nA G Zone 2 (North America) / Validity : None Ex nA G Zone 2 (Russia, Belarus, Kyrgyzstan, Armenia, Kazakhstan) / Validity : 20.02.2026
CE311-01x | 444-311-000-01x | CE311-01x Piezoelectric Accelerometer | -30°C to 125°C, 50 µA/g, 3 m cable protected by flexible sealed tube with fliying leads. Replacement of 444-310-000-605 | CE31x, GSI127, MA133, TA102, ABAxxx, JB105, JB116 | No
CE311-02x | 444-311-000-02x | CE311-02x Piezoelectric Accelerometer | -30°C to 125°C, 50 µA/g, 6 m cable protected by flexible sealed tube with fliying leads. Replacement of 444-310-000-805 | CE31x, GSI127, MA133, TA102, ABAxxx, JB105, JB116 | No
CE311-03x | 444-311-000-03x | CE311-03x Piezoelectric Accelerometer | -30°C to 125°C, 50 µA/g, 12 m cable protected by flexible sealed tube with flying leads. Replacement of 444-310-000-1005 | CE31x, GSI127, MA133, TA102, ABAxxx, JB105, JB116 | No
CE311-04x | 444-311-000-04x | CE311-04x Piezoelectric Accelerometer | -30°C to 125°C, 50 µA/g, 20 m cable protected by flexible sealed tube with flying leads. | CE31x, GSI127, MA133, TA102, ABAxxx, JB105, JB116 | No
CE311-11x | 444-311-000-11x | CE311-11x Piezoelectric Accelerometer | -30°C to 125°C, 50 µA/g, 3 m cable protected by flexible sealed tube with fliying leads, Ex approved. Replacement of 444-310-000-505 | CE31x, GSI127, MA133, TA102, ABAxxx, JB105, JB116 | Ex ia G Zone 0 (Europa) / Validity : None Ex ia G Zone 0 (International) / Validity : None Ex ia G Zone 0 (Korea) / Validity : None Ex ia G Zone 0 (North America) / Validity : None Ex nA G Zone 2 (Europa) / Validity : None Ex nA G Zone 2 (International) / Validity : None Ex nA G Zone 2 (North America) / Validity : None Ex t D Zone 21 (Korea) / Validity : None
CE311-12x | 444-311-000-12x | CE311-12x Piezoelectric Accelerometer | -30°C to 125°C, 50 µA/g, 6 m cable protected by flexible sealed tube with fliying leads, Ex approved Replacement of 444-310-000-705 | CE31x, GSI127, MA133, TA102, ABAxxx, JB105, JB116 | Ex ia G Zone 0 (Europa) / Validity : None Ex ia G Zone 0 (International) / Validity : None Ex ia G Zone 0 (Korea) / Validity : None Ex ia G Zone 0 (North America) / Validity : None Ex nA G Zone 2 (Europa) / Validity : None Ex nA G Zone 2 (International) / Validity : None Ex nA G Zone 2 (North America) / Validity : None Ex t D Zone 21 (Korea) / Validity : None
CE311-20x | 444-311-000-20x | CE311-20x Piezoelectric Accelerometer | -30°C to 125°C, 50 µA/g, 8 m cable protected by flexible sealed tube with fliying leads, Ex approved Replacement of 444-310-000-905 | CE31x, GSI127, MA133, TA102, ABAxxx, JB105, JB116 | Ex ia G Zone 0 (Europa) / Validity : None Ex ia G Zone 0 (International) / Validity : None Ex ia G Zone 0 (Korea) / Validity : None Ex ia G Zone 0 (North America) / Validity : None Ex nA G Zone 2 (Europa) / Validity : None Ex nA G Zone 2 (International) / Validity : None Ex nA G Zone 2 (North America) / Validity : None Ex t D Zone 21 (Korea) / Validity : None
CE311-21x | 444-311-000-21x | CE311-21x Piezoelectric Accelerometer | -30°C to 125°C, 50 µA/g, 11 m cable protected by flexible sealed tube with fliying leads, Ex approved | CE31x, GSI127, MA133, TA102, ABAxxx, JB105, JB116 | Ex ia G Zone 0 (Europa) / Validity : None Ex ia G Zone 0 (International) / Validity : None Ex ia G Zone 0 (Korea) / Validity : None Ex ia G Zone 0 (North America) / Validity : None Ex nA G Zone 2 (Europa) / Validity : None Ex nA G Zone 2 (International) / Validity : None Ex nA G Zone 2 (North America) / Validity : None Ex t D Zone 21 (Korea) / Validity : None
CE311-30x | 444-311-000-30x | CE311-30x Piezoelectric Accelerometer | -30°C to 125°C, 50 µA/g, 0.4 m cable protected by flexible sealed tube with fliying leads, Ex approved Replacement of 444-310-000S003 | CE31x, GSI127, MA133, TA102, ABAxxx, JB105, JB116 | Ex ia G Zone 0 (Europa) / Validity : None Ex ia G Zone 0 (International) / Validity : None Ex ia G Zone 0 (Korea) / Validity : None Ex ia G Zone 0 (North America) / Validity : None Ex nA G Zone 2 (Europa) / Validity : None Ex nA G Zone 2 (International) / Validity : None Ex nA G Zone 2 (North America) / Validity : None Ex t D Zone 21 (Korea) / Validity : None
CE312-21x | 444-312-000-21x | CE312-21x Piezoelectric Accelerometer | -30°C to 125°C, 50 µA/g, MIL-C-83723 stainless steel threaded connector | CE31x, GSI127, MA133, TA102, ABAxxx, JB105, JB116 | No
CE620-11x | 444-620-000-11x | CE620-11x Piezoelectric accelerometer with integrated electronics | Piezoelectric accelerometer with integrated electronics, -55 to 120°C for 100mV/g and -55 to 90°C for 500 mV/g, top exit | CExxx, GSI127, MA122, MA60x, EC622, EC632, EC318, EC319, ABAxxx, JB105, JB116 | Ex ia G / D Zone 0 / 20 (Europa) / Validity : None Ex ia G / D Zone 0 / 20 (International) / Validity : None Ex ia G / D Zone 0 / 20 (Russia, Belarus, Kyrgyzstan, Armenia, Kazakhstan) / Validity : 20.02.2026
CE620-21x | 444-620-000-21x | CE620-21x Piezoelectric accelerometer with integrated electronics | Piezoelectric accelerometer with integrated electronics, -55 to 120°C, 5 or 10m Teflon FEP cable with overbraid | CExxx, GSI127, MA60x, ABAxxx, JB105, JB116 | Ex ia G / D Zone 0 / 20 (Europa) / Validity : None Ex ia G / D Zone 0 / 20 (International) / Validity : None Ex ia G / D Zone 0 / 20 (Russia, Belarus, Kyrgyzstan, Armenia, Kazakhstan) / Validity : 20.02.2026
CE630-11x | 444-630-000-11x | CE630-11x Piezoelectric accelerometer with integrated electronics | Piezoelectric accelerometer with integrated electronics, -55 to 120°C for 100mV/g and -55 to 90°C for 500 mV/g, side exit | CExxx, GSI127, MA122, MA60x, EC622, EC632, EC318, EC319, ABAxxx, JB105, JB116 | Ex ia G / D Zone 0 / 20 (Europa) / Validity : None Ex ia G / D Zone 0 / 20 (International) / Validity : None
CE687-11x | 444-687-000-11x | CE687-11x Piezoelectric accelerometer with integrated electronics | Piezoelectric accelerometer with integrated electronics, 4-20mA output, 55 to 120°C, top exit | CExxx, GSI127, MA122, MA60x, EC622, EC632, EC318, EC319, ABAxxx, JB105, JB116 | No
CE687-21x | 444-687-000-21x | CE687-21x Piezoelectric accelerometer with integrated electronics | CE687-11x Piezoelectric accelerometer with integrated electronics, 4-20mA output -55 to 90°C, 5m Teflon FEP cable with overbraid | CExxx, GSI127, MA122, MA60x, EC622, EC632, EC318, EC319, ABAxxx, JB105, JB116 | No
CG134-031 | 812-134-000-03x | CG134-031 Connector | Mating connector for CE 134 and CE 281 accelerometers. Stainless steel threaded connector acc. to MIL-C-83723 and to be fitted on K 209 cable (standard installations). | CE134, CE281, GSI127, ECxxx, EExxx, CG134, ABAxxx, JB105, JB116 | N/A
CG134-041 | 812-134-000-04x | CG134-041 Connector | Mating connector for CE 134 and CE 281 accelerometers. Stainless steel threaded connector acc. to MIL-C-83723 and to be fitted on K 210 cable (for Ex installations). | CE134, CE281, GSI127, ECxxx, EExxx, CG134, ABAxxx, JB105, JB116 | N/A
CG134-051 | 812-134-000-05x | CG134-051 Connector | Mating connector for CE 134 and CE 281 accelerometers. Aluminium bayonet connector type MS 3112 E 08-3S, to be fitted on K209 or K 210 cable (standard or Ex installations). | CE134, CE281, GSI127, ECxxx, EExxx, CG134, ABAxxx, JB105, JB116 | N/A
CG505-103 | 812-505-000-10x | CG505-103 Connector | Mating connector for accelerometers with 7/16"-27 UNS-2A thread, 2-pole female connector, to be fitted on K 205A low-noise connecting cable | CPxxx, CAxxx, IPC707, ECxxx, CG505 | N/A
CG505-201 | 812-505-000-20x | CG505-201 Connector | Mating connector for accelerometers with 7/16"-27 UNS-2A thread, 2-pole female connector to be fitted on K 207A low-noise connecting cable | CPxxx, CAxxx, IPC707, ECxxx, CG505 | N/A
CG505-301 | 812-505-000-30x | CG505-301 Connector | Mating connector for accelerometers with 7/16"-27 UNS-2A thread, 2-pole female connector to be fitted on K 205A low-noise connecting cable | CPxxx, CAxxx, IPC707, ECxxx, CG505 | N/A
CG505-401 | 812-505-000-40x | CG505-401 Connector | Mating connector for accelerometers with 7/16"-27 UNS-2A thread, 2-pole female connector to be fitted on K 221 low-noise connecting cable | CPxxx, CAxxx, IPC707, ECxxx, CG505 | N/A
CP103-512 | 143-103-000-51x | CP103-512 Piezoelectric Dynamic Pressure Sensor | VC2 based sensing element, -196°C to +650°C, 232 pC/bar, 12.5 m integral MI cable, VM-Lemo type 0 connector, Ex approved | CPxxx, IPC707, GSI127, EC153, ABAxxx, JB105, JB116 | Ex ib G Zone 1 (Europa) / Validity : None Ex ib G Zone 1 (International) / Validity : None Ex ib G Zone 1 (Korea) / Validity : None Ex ib G Zone 1 (Russia, Belarus, Kyrgyzstan, Armenia, Kazakhstan) / Validity : 18.02.2026 Ex nA G Zone 2 (Europa) / Validity : None Ex nA G Zone 2 (International) / Validity : None Ex nA G Zone 2 (Russia, Belarus, Kyrgyzstan, Armenia, Kazakhstan) / Validity : 18.02.2026
CP103-532 | 143-103-000-53x | CP103-532 Piezoelectric Dynamic Pressure Sensor | VC2 based sensing element, -196°C to +650°C, 232 pC/bar, 5 m integral MI cable, VM-Lemo type 0 connector, Ex approved. | CPxxx, IPC707, GSI127, EC153, ABAxxx, JB105, JB116 | Ex ib G Zone 1 (Europa) / Validity : None Ex ib G Zone 1 (International) / Validity : None Ex ib G Zone 1 (Korea) / Validity : None Ex ib G Zone 1 (Russia, Belarus, Kyrgyzstan, Armenia, Kazakhstan) / Validity : 18.02.2026 Ex nA G Zone 2 (Europa) / Validity : None Ex nA G Zone 2 (International) / Validity : None Ex nA G Zone 2 (Russia, Belarus, Kyrgyzstan, Armenia, Kazakhstan) / Validity : 18.02.2026
CP103-542 | 143-103-000-54x | CP103-542 Piezoelectric Dynamic Pressure Sensor | VC2 based sensing element, -196°C to +650°C, 232 pC/bar, 1.5 m integral MI cable, VM-Lemo type 0 connector, Ex approved | CPxxx, IPC707, GSI127, EC153, ABAxxx, JB105, JB116 | Ex ib G Zone 1 (Europa) / Validity : None Ex ib G Zone 1 (International) / Validity : None Ex ib G Zone 1 (Korea) / Validity : None Ex ib G Zone 1 (Russia, Belarus, Kyrgyzstan, Armenia, Kazakhstan) / Validity : 18.02.2026 Ex nA G Zone 2 (Europa) / Validity : None Ex nA G Zone 2 (International) / Validity : None Ex nA G Zone 2 (Russia, Belarus, Kyrgyzstan, Armenia, Kazakhstan) / Validity : 18.02.2026
CP103-612 | 143-103-000-61x | CP103-612 Piezoelectric Dynamic Pressure Sensor | VC2 based sensing element, -196°C to +650°C, 232 pC/bar, 12.5 m integral MI cable, VM 7/16" high temp connector, Ex approved | CPxxx, IPC707, GSI127, EC153, ABAxxx, JB105, JB116 | Ex ib G Zone 1 (Europa) / Validity : None Ex ib G Zone 1 (International) / Validity : None Ex ib G Zone 1 (Japan) / Validity : 01.04.2024 Ex ib G Zone 1 (Korea) / Validity : None Ex ib G Zone 1 (Russia, Belarus, Kyrgyzstan, Armenia, Kazakhstan) / Validity : 18.02.2026 Ex nA G Zone 2 (Europa) / Validity : None Ex nA G Zone 2 (International) / Validity : None Ex nA G Zone 2 (Russia, Belarus, Kyrgyzstan, Armenia, Kazakhstan) / Validity : 18.02.2026
CP103-632 | 143-103-000-63x | CP103-632 Piezoelectric Dynamic Pressure Sensor | VC2 based sensing element, -196°C to +650°C, 232 pC/bar, 5 m integral MI cable, VM 7/16" high temp connector, Ex approved | CPxxx, IPC707, GSI127, EC153, ABAxxx, JB105, JB116 | Ex ib G Zone 1 (Europa) / Validity : None Ex ib G Zone 1 (International) / Validity : None Ex ib G Zone 1 (Korea) / Validity : None Ex ib G Zone 1 (Russia, Belarus, Kyrgyzstan, Armenia, Kazakhstan) / Validity : 18.02.2026 Ex nA G Zone 2 (Europa) / Validity : None Ex nA G Zone 2 (International) / Validity : None Ex nA G Zone 2 (Russia, Belarus, Kyrgyzstan, Armenia, Kazakhstan) / Validity : 18.02.2026
CP103-642 | 143-103-000-64x | CP103-642 Piezoelectric Dynamic Pressure Sensor | VC2 based sensing element, -196°C to +650°C, 232 pC/bar, 1.5 m integral MI cable, VM 7/16" high temp connector, Ex approved | CPxxx, IPC707, GSI127, EC153, ABAxxx, JB105, JB116 | Ex ib G Zone 1 (Europa) / Validity : None Ex ib G Zone 1 (International) / Validity : None Ex ib G Zone 1 (Korea) / Validity : None Ex ib G Zone 1 (Russia, Belarus, Kyrgyzstan, Armenia, Kazakhstan) / Validity : 18.02.2026 Ex nA G Zone 2 (Europa) / Validity : None Ex nA G Zone 2 (International) / Validity : None Ex nA G Zone 2 (Russia, Belarus, Kyrgyzstan, Armenia, Kazakhstan) / Validity : 18.02.2026
CP103-712 | 143-103-000-71x | CP103-712 Piezoelectric Dynamic Pressure Sensor | VC2 based sensing element, -196°C to +650°C, 232 pC/bar, 12.5 m integral MI cable, VM 7/16" high temp connector, Protection grid, Ex approved | CPxxx, IPC707, GSI127, EC153, ABAxxx, JB105, JB116 | Ex ib G Zone 1 (Europa) / Validity : None Ex ib G Zone 1 (International) / Validity : None Ex ib G Zone 1 (Korea) / Validity : None Ex ib G Zone 1 (Russia, Belarus, Kyrgyzstan, Armenia, Kazakhstan) / Validity : 18.02.2026 Ex nA G Zone 2 (Europa) / Validity : None Ex nA G Zone 2 (International) / Validity : None Ex nA G Zone 2 (Russia, Belarus, Kyrgyzstan, Armenia, Kazakhstan) / Validity : 18.02.2026
CP103-732 | 143-103-000-73x | CP103-732 Piezoelectric Dynamic Pressure Sensor | VC2 based sensing element, -196°C to +650°C, 232 pC/bar, 5 m integral MI cable, VM 7/16" high temp connector, Protection grid, Ex approved | CPxxx, IPC707, GSI127, EC153, ABAxxx, JB105, JB116 | Ex ib G Zone 1 (Europa) / Validity : None Ex ib G Zone 1 (International) / Validity : None Ex ib G Zone 1 (Korea) / Validity : None Ex ib G Zone 1 (Russia, Belarus, Kyrgyzstan, Armenia, Kazakhstan) / Validity : 18.02.2026 Ex ib G Zone 1 (Europa) / Validity : None Ex ib G Zone 1 (International) / Validity : None Ex ib G Zone 1 (Korea) / Validity : None Ex ib G Zone 1 (Russia, Belarus, Kyrgyzstan, Armenia, Kazakhstan) / Validity : 18.02.2026 Ex nA G Zone 2 (Europa) / Validity : None Ex nA G Zone 2 (International) / Validity : None Ex nA G Zone 2 (Russia, Belarus, Kyrgyzstan, Armenia, Kazakhstan) / Validity : 18.02.2026
CP103-911 | 143-103-000-91x | CP103-911 Piezoelectric Dynamic Pressure Sensor | VC2 based sensing element, -196°C to +650°C, 232 pC/bar, 12.5 m integral MI cable with overbraid, VM 7/16" high temp connector, Ex approved | CPxxx, IPC707, GSI127, EC153, ABAxxx, JB105, JB116 | Ex ib G Zone 1 (Europa) / Validity : None Ex ib G Zone 1 (International) / Validity : None Ex ib G Zone 1 (Korea) / Validity : None Ex ib G Zone 1 (Russia, Belarus, Kyrgyzstan, Armenia, Kazakhstan) / Validity : 18.02.2026 Ex nA G Zone 2 (Europa) / Validity : None Ex nA G Zone 2 (International) / Validity : None Ex nA G Zone 2 (Russia, Belarus, Kyrgyzstan, Armenia, Kazakhstan) / Validity : 18.02.2026
CP103-931 | 143-103-000-93x | CP103-931 Piezoelectric Dynamic Pressure Sensor | VC2 based sensing element, -196°C to +650°C, 232 pC/bar, 5 m integral MI cable with overbraid, VM 7/16" high temp connector, Ex approved | CPxxx, IPC707, GSI127, EC153, ABAxxx, JB105, JB116 | Ex ib G Zone 1 (Europa) / Validity : None Ex ib G Zone 1 (International) / Validity : None Ex ib G Zone 1 (Japan) / Validity : 01.04.2024 Ex ib G Zone 1 (Korea) / Validity : None Ex ib G Zone 1 (Russia, Belarus, Kyrgyzstan, Armenia, Kazakhstan) / Validity : 18.02.2026 Ex nA G Zone 2 (Europa) / Validity : None Ex nA G Zone 2 (International) / Validity : None Ex nA G Zone 2 (Russia, Belarus, Kyrgyzstan, Armenia, Kazakhstan) / Validity : 18.02.2026
CP104-101 | 143-104-000-10x | CP104-101 Piezoelectric Dynamic Pressure Sensor | VC2 based sensing element, -196°C to +400°C, 190 pC/bar, 7/16"-27 UNS-2A connector | CPxxx, GSI127, IPC707, EC069, EC112, EC119, EC222, CG505, ABAxxx, JB105, JB116 | No
CP106-011 | 143-106-000-01x | CP106-011 Piezoelectric Dynamic Pressure Sensor | VC2 based sensing element, -196°C to +650°C, 232 pC/bar, 1.2 m integral MI cable with overbraid, M83723/89Y10207 connector, special GE flange | CPxxx, GSI127, IPC707, EC378, ABAxxx, JB105, JB116 | No
CP106-111 | 143-106-000-11x | CP106-111 Piezoelectric Dynamic Pressure Sensor | VC2 based sensing element, -196°C to +650°C, 232 pC/bar, 2.1 m integral MI cable with overbraid, M83723/89Y10207 connector, special GE flange | CPxxx, GSI127, IPC707, EC378, ABAxxx, JB105, JB116 | No
CP106-121 | 143-106-000-12x | CP106-121 Piezoelectric Dynamic Pressure Sensor | VC2 based sensing element, -196°C to +650°C, 232 pC/bar, 2.5 m integral MI cable with overbraid, M83723/89Y10207 connector, special GE flange | CPxxx, GSI127, IPC707, EC378, ABAxxx, JB105, JB116 | No
CP107-012 | 143-107-000-01x | CP107-012 Piezoelectric Dynamic Pressure Sensor | VC2 based sensing element, -196°C to +650°C, 232 pC/bar, 1 m twisted MI cable, one sleeve, VM-Lemo type 0 type 0 connector, Ex approved | CPxxx, IPC707, GSI127, EC153, ABAxxx, JB105, JB116 | Ex ib G Zone 1 (Europa) / Validity : None Ex nA G Zone 2 (Europa) / Validity : None Ex nA G Zone 2 (International) / Validity : None
CP107-112 | 143-107-000-11x | CP107-112 Piezoelectric Dynamic Pressure Sensor | VC2 based sensing element, -196°C to +650°C, 232 pC/bar, 4 m twisted MI cable, VM-Lemo type 0 connector, Ex approved | CPxxx, IPC707, GSI127, EC153, ABAxxx, JB105, JB116 | Ex ib G Zone 1 (Europa) / Validity : None Ex nA G Zone 2 (Europa) / Validity : None Ex nA G Zone 2 (International) / Validity : None
CP107-211 | 143-107-000-21x | CP107-211 Piezoelectric Dynamic Pressure Sensor | VC2 based sensing element, -196°C to +650°C, 232 pC/bar, 4 m twisted MI cable with overbraid for GT24B/SEV, VM-Lemo type 0 connector, Ex approved | CPxxx, IPC707, GSI127, EC153, ABAxxx, JB105, JB116 | Ex ib G Zone 1 (Europa) / Validity : None Ex nA G Zone 2 (Europa) / Validity : None Ex nA G Zone 2 (International) / Validity : None
CP107-221 | 143-107-000-22x | CP107-221 Piezoelectric Dynamic Pressure Sensor | VC2 based sensing element, -196°C to +650°C, 232 pC/bar, 4 m twisted MI cable with overbraid for GT24B/EV, VM-Lemo type 0 connector, Ex approved | CPxxx, IPC707, GSI127, EC153, ABAxxx, JB105, JB116 | Ex ib G Zone 1 (Europa) / Validity : None Ex nA G Zone 2 (Europa) / Validity : None Ex nA G Zone 2 (International) / Validity : None
CP107-231 | 143-107-000-23x | CP107-231 Piezoelectric Dynamic Pressure Sensor | VC2 based sensing element, -196°C to +650°C, 232 pC/bar, 4 m twisted MI cable with overbraid for GT26B/SEV, VM-Lemo type 0 connector, Ex approved | CPxxx, IPC707, GSI127, EC153, ABAxxx, JB105, JB116 | Ex ib G Zone 1 (Europa) / Validity : None Ex nA G Zone 2 (Europa) / Validity : None Ex nA G Zone 2 (International) / Validity : None
CP107-241 | 143-107-000-24x | CP107-241 Piezoelectric Dynamic Pressure Sensor | VC2 based sensing element, -196°C to +650°C, 232 pC/bar, 4 m twisted MI cable with overbraid for GT26B/EV, VM-Lemo type 0 connector, Ex approved | CPxxx, IPC707, GSI127, EC153, ABAxxx, JB105, JB116 | Ex ib G Zone 1 (Europa) / Validity : None Ex nA G Zone 2 (Europa) / Validity : None Ex nA G Zone 2 (International) / Validity : None
CP107-251 | 143-107-000-25x | CP107-251 Piezoelectric Dynamic Pressure Sensor | VC2 based sensing element, -196°C to +650°C, 232 pC/bar, 4 m twisted MI cable with overbraid for GT24AB/SEV, VM-Lemo type 0 connector, Ex approved | CPxxx, IPC707, GSI127, EC153, ABAxxx, JB105, JB116 | Ex ib G Zone 1 (Europa) / Validity : None Ex nA G Zone 2 (Europa) / Validity : None Ex nA G Zone 2 (International) / Validity : None
CP107-261 | 143-107-000-26x | CP107-261 Piezoelectric Dynamic Pressure Sensor | VC2 based sensing element, -196°C to +650°C, 232 pC/bar, 4 m twisted MI cable with overbraid for GT24AB/EV, VM-Lemo type 0 connector, Ex approved | CPxxx, IPC707, GSI127, EC153, ABAxxx, JB105, JB116 | Ex ib G Zone 1 (Europa) / Validity : None Ex nA G Zone 2 (Europa) / Validity : None Ex nA G Zone 2 (International) / Validity : None
CP107-271 | 143-107-000-27x | CP107-271 Piezoelectric Dynamic Pressure Sensor | VC2 based sensing element, -196°C to +650°C, 232 pC/bar, 4 m twisted MI cable with overbraid for GT26AB/SEV, VM-Lemo type 0 connector, Ex approved | CPxxx, IPC707, GSI127, EC153, ABAxxx, JB105, JB116 | Ex ib G Zone 1 (Europa) / Validity : None Ex nA G Zone 2 (Europa) / Validity : None Ex nA G Zone 2 (International) / Validity : None
CP107-281 | 143-107-000-28x | CP107-281 Piezoelectric Dynamic Pressure Sensor | VC2 based sensing element, -196°C to +650°C, 232 pC/bar, 4 m twisted MI cable with overbraid for GT26AB/EV, VM-Lemo type 0 connector, Ex approved | CPxxx, IPC707, GSI127, EC153, ABAxxx, JB105, JB116 | Ex ib G Zone 1 (Europa) / Validity : None Ex nA G Zone 2 (Europa) / Validity : None Ex nA G Zone 2 (International) / Validity : None
CP108-012 | 143-108-000-01x | CP108-012 Piezoelectric Dynamic Pressure Sensor | VC2 based sensing element, -196°C to +650°C, 232 pC/bar, 12.5 m integral MI cable, VM-Lemo type 0 connector, Ex approved | CPxxx, IPC707, GSI127, EC153, ABAxxx, JB105, JB116 | Ex ib G Zone 1 (Europa) / Validity : None Ex nA G Zone 2 (Europa) / Validity : None Ex nA G Zone 2 (International) / Validity : None
CP108-022 | 143-108-000-02x | CP108-022 Piezoelectric Dynamic Pressure Sensor | VC2 based sensing element, -196°C to +650°C, 232 pC/bar, 25 m integral MI cable, VM-Lemo type 0 connector, Ex approved | CPxxx, IPC707, GSI127, EC153, ABAxxx, JB105, JB116 | Ex ib G Zone 1 (Europa) / Validity : None Ex nA G Zone 2 (Europa) / Validity : None Ex nA G Zone 2 (International) / Validity : None
CP108-032 | 143-108-000-03x | CP108-032 Piezoelectric Dynamic Pressure Sensor | VC2 based sensing element, -196°C to +650°C, 232 pC/bar, 5 m integral MI cable, VM-Lemo type 0 connector, Ex approved | CPxxx, IPC707, GSI127, EC153, ABAxxx, JB105, JB116 | Ex ib G Zone 1 (Europa) / Validity : None Ex nA G Zone 2 (Europa) / Validity : None Ex nA G Zone 2 (International) / Validity : None
CP108-042 | 143-108-000-04x | CP108-042 Piezoelectric Dynamic Pressure Sensor | VC2 based sensing element, -196°C to +650°C, 232 pC/bar, 1.5 m integral MI cable, VM-Lemo type 0 connector, Ex approved | CPxxx, IPC707, GSI127, EC153, ABAxxx, JB105, JB116 | Ex ib G Zone 1 (Europa) / Validity : None Ex nA G Zone 2 (Europa) / Validity : None Ex nA G Zone 2 (International) / Validity : None
CP113-732 | 143-113-000-73x | CP113-732 Piezoelectric Dynamic Pressure Sensor | VC2 based sensing element, -196°C to +650°C, 232 pC/bar, 5 m integral MI cable, VM 7/16" high temp connector, Protection grid, Ex approved | CPxxx, GSI127, IPC707, EC069, EC112, EC119, EC222, CG505, ABAxxx, JB105, JB116 | Ex ia G Zone 0 (Europa) / Validity : None Ex ia G Zone 0 (International) / Validity : None Ex ia G Zone 0 (North America) / Validity : None Ex nA G Zone 2 (Europa) / Validity : None Ex nA G Zone 2 (International) / Validity : None
CP211-022 | 143-211-000-02x | CP211-022 Piezoelectric Dynamic Pressure Sensor | VC2 based sensing element, -196°C to +700°C, 25 pC/bar, 0.5 m integral MI cable, VM-Lemo type 0 connector, Ex approved | CPxxx, IPC707, GSI127, EC153, MA104, MA126, MA seal, MA CP21x, ABAxxx, JB105, JB116 | Ex ib G Zone 1 (Europa) / Validity : None Ex ib G Zone 1 (Korea) / Validity : None Ex ib G Zone 1 (Russia, Belarus, Kyrgyzstan, Armenia, Kazakhstan) / Validity : 18.02.2026
CP211-032 | 143-211-000-03x | CP211-032 Piezoelectric Dynamic Pressure Sensor | VC2 based sensing element, -196°C to +700°C, 25 pC/bar, 1 m integral MI cable, VM-Lemo type 0 connector, Ex approved | CPxxx, IPC707, GSI127, EC153, MA104, MA126, MA seal, MA CP21x, ABAxxx, JB105, JB116 | Ex ib G Zone 1 (Europa) / Validity : None Ex ib G Zone 1 (Korea) / Validity : None Ex ib G Zone 1 (Russia, Belarus, Kyrgyzstan, Armenia, Kazakhstan) / Validity : 18.02.2026
CP211-042 | 143-211-000-04x | CP211-042 Piezoelectric Dynamic Pressure Sensor | VC2 based sensing element, -196°C to +700°C, 25 pC/bar, 2 m integral MI cable, VM-Lemo type 0 connector, Ex approved | CPxxx, IPC707, GSI127, EC153, MA104, MA126, MA seal, MA CP21x, ABAxxx, JB105, JB116 | Ex ib G Zone 1 (Europa) / Validity : None Ex ib G Zone 1 (Korea) / Validity : None Ex ib G Zone 1 (Russia, Belarus, Kyrgyzstan, Armenia, Kazakhstan) / Validity : 18.02.2026
CP211-052 | 143-211-000-05x | CP211-052 Piezoelectric Dynamic Pressure Sensor | VC2 based sensing element, -196°C to +700°C, 25 pC/bar, 3 m integral MI cable, VM-Lemo type 0 connector, Ex approved | CPxxx, IPC707, GSI127, EC153, MA104, MA126, MA seal, MA CP21x, ABAxxx, JB105, JB116 | Ex ib G Zone 1 (Europa) / Validity : None Ex ib G Zone 1 (Korea) / Validity : None Ex ib G Zone 1 (Russia, Belarus, Kyrgyzstan, Armenia, Kazakhstan) / Validity : 18.02.2026
CP211-122 | 143-211-000-12x | CP211-122 Piezoelectric Dynamic Pressure Sensor | VC2 based sensing element, -196°C to +700°C, 25 pC/bar, 0.5 m integral MI cable, VM 7/16" high temp connector, Ex approved | CPxxx, IPC707, GSI127, EC153, MA104, MA126, MA seal, MA CP21x, ABAxxx, JB105, JB116 | Ex ib G Zone 1 (Europa) / Validity : None Ex ib G Zone 1 (Korea) / Validity : None Ex ib G Zone 1 (Russia, Belarus, Kyrgyzstan, Armenia, Kazakhstan) / Validity : 18.02.2026
CP211-132 | 143-211-000-13x | CP211-132 Piezoelectric Dynamic Pressure Sensor | VC2 based sensing element, -196°C to +700°C, 25 pC/bar, 1 m integral MI cable, VM 7/16" high temp connector, Ex approved | CPxxx, IPC707, GSI127, EC153, MA104, MA126, MA seal, MA CP21x, ABAxxx, JB105, JB116 | Ex ib G Zone 1 (Europa) / Validity : None Ex ib G Zone 1 (Korea) / Validity : None Ex ib G Zone 1 (Russia, Belarus, Kyrgyzstan, Armenia, Kazakhstan) / Validity : 18.02.2026
CP211-142 | 143-211-000-14x | CP211-142 Piezoelectric Dynamic Pressure Sensor | VC2 based sensing element, -196°C to +700°C, 25 pC/bar, 2 m integral MI cable, VM 7/16" high temp connector, Ex approved | CPxxx, IPC707, GSI127, EC153, MA104, MA126, MA seal, MA CP21x, ABAxxx, JB105, JB116 | Ex ib G Zone 1 (Europa) / Validity : None Ex ib G Zone 1 (Korea) / Validity : None Ex ib G Zone 1 (Russia, Belarus, Kyrgyzstan, Armenia, Kazakhstan) / Validity : 18.02.2026
CP211-152 | 143-211-000-15x | CP211-152 Piezoelectric Dynamic Pressure Sensor | VC2 based sensing element, -196°C to +700°C, 25 pC/bar, 3 m integral MI cable, VM 7/16" high temp connector, Ex approved | CPxxx, IPC707, GSI127, EC153, MA104, MA126, MA seal, MA CP21x, ABAxxx, JB105, JB116 | Ex ib G Zone 1 (Europa) / Validity : None Ex ib G Zone 1 (Korea) / Validity : None Ex ib G Zone 1 (Russia, Belarus, Kyrgyzstan, Armenia, Kazakhstan) / Validity : 18.02.2026
CP211-162 | 143-211-000-16x | CP211-162 Piezoelectric Dynamic Pressure Sensor | VC2 based sensing element, -196°C to +700°C, 25 pC/bar, 5 m integral MI cable, VM 7/16" high temp connector, Ex approved | CPxxx, IPC707, GSI127, EC153, MA104, MA126, MA seal, MA CP21x, ABAxxx, JB105, JB116 | Ex ib G Zone 1 (Europa) / Validity : None Ex ib G Zone 1 (Korea) / Validity : None Ex ib G Zone 1 (Russia, Belarus, Kyrgyzstan, Armenia, Kazakhstan) / Validity : 18.02.2026
CP216-021 | 143-216-000-02x | CP216-021 Piezoelectric Dynamic Pressure Sensor | -70°C to 520°C, 200pC/bar, 0.5 m integral MI cable, VM-Lemo type 0 connector, Ex approved | CPxxx, IPC707, GSI127, EC153, MA104, MA seal, MA CP21x, ABAxxx, JB105, JB116 | Ex ib G Zone 1 (Europa) / Validity : None Ex ib G Zone 1 (Korea) / Validity : None Ex ib G Zone 1 (Russia, Belarus, Kyrgyzstan, Armenia, Kazakhstan) / Validity : 18.02.2026
CP216-031 | 143-216-000-03x | CP216-031 Piezoelectric Dynamic Pressure Sensor | -70°C to 520°C, 200pC/bar, 1 m integral MI cable, VM-Lemo type 0 connector, Ex approved | CPxxx, IPC707, GSI127, EC153, MA104, MA seal, MA CP21x, ABAxxx, JB105, JB116 | Ex ib G Zone 1 (Europa) / Validity : None Ex ib G Zone 1 (Korea) / Validity : None Ex ib G Zone 1 (Russia, Belarus, Kyrgyzstan, Armenia, Kazakhstan) / Validity : 18.02.2026
CP216-041 | 143-216-000-04x | CP216-041 Piezoelectric Dynamic Pressure Sensor | -70°C to 520°C, 200pC/bar, 2 m integral MI cable, VM-Lemo type 0 connector, Ex approved | CPxxx, IPC707, GSI127, EC153, MA104, MA seal, MA CP21x, ABAxxx, JB105, JB116 | Ex ib G Zone 1 (Europa) / Validity : None Ex ib G Zone 1 (Korea) / Validity : None Ex ib G Zone 1 (Russia, Belarus, Kyrgyzstan, Armenia, Kazakhstan) / Validity : 18.02.2026
CP216-121 | 143-216-000-12x | CP216-121 Piezoelectric Dynamic Pressure Sensor | -70°C to 520°C, 200pC/bar, 0.5 m integral MI cable, VM-7/16" high temp connector, Ex approved | CPxxx, IPC707, GSI127, EC153, MA104, MA126, MA seal, MA CP21x, ABAxxx, JB105, JB116 | Ex ib G Zone 1 (Europa) / Validity : None Ex ib G Zone 1 (Korea) / Validity : None Ex ib G Zone 1 (Russia, Belarus, Kyrgyzstan, Armenia, Kazakhstan) / Validity : 18.02.2026
CP216-131 | 143-216-000-13x | CP216-131 Piezoelectric Dynamic Pressure Sensor | -70°C to 520°C, 200pC/bar, 1 m integral MI cable, VM-7/16" high temp connector, Ex approved | CPxxx, IPC707, GSI127, EC153, MA104, MA126, MA seal, MA CP21x, ABAxxx, JB105, JB116 | Ex ib G Zone 1 (Europa) / Validity : None Ex ib G Zone 1 (Korea) / Validity : None Ex ib G Zone 1 (Russia, Belarus, Kyrgyzstan, Armenia, Kazakhstan) / Validity : 18.02.2026
CP216-141 | 143-216-000-14x | CP216-141 Piezoelectric Dynamic Pressure Sensor | -70°C to 520°C, 200pC/bar, 2 m integral MI cable, VM-7/16" high temp connector, Ex approved | CPxxx, IPC707, GSI127, EC153, MA104, MA126, MA seal, MA CP21x, ABAxxx, JB105, JB116 | Ex ib G Zone 1 (Europa) / Validity : None Ex ib G Zone 1 (Korea) / Validity : None Ex ib G Zone 1 (Russia, Belarus, Kyrgyzstan, Armenia, Kazakhstan) / Validity : 18.02.2026
CP216-151 | 143-216-000-15x | CP216-151 Piezoelectric Dynamic Pressure Sensor | -70°C to 520°C, 200pC/bar, 3 m integral MI cable, VM-7/16" high temp connector, Ex approved | CPxxx, IPC707, GSI127, EC153, MA104, MA126, MA seal, MA CP21x, ABAxxx, JB105, JB116 | Ex ib G Zone 1 (Europa) / Validity : None Ex ib G Zone 1 (Korea) / Validity : None Ex ib G Zone 1 (Russia, Belarus, Kyrgyzstan, Armenia, Kazakhstan) / Validity : 18.02.2026
CP216-161 | 143-216-000-16x | CP216-161 Piezoelectric Dynamic Pressure Sensor | -70°C to 520°C, 200pC/bar, 5 m integral MI cable, VM-7/16" high temp connector, Ex approved | CPxxx, IPC707, GSI127, EC153, MA104, MA126, MA seal, MA CP21x, ABAxxx, JB105, JB116 | Ex ib G Zone 1 (Europa) / Validity : None Ex ib G Zone 1 (Korea) / Validity : None Ex ib G Zone 1 (Russia, Belarus, Kyrgyzstan, Armenia, Kazakhstan) / Validity : 18.02.2026
CP216-251 | 143-216-000-25x | CP216-251 Piezoelectric Dynamic Pressure Sensor | -70°C to 520°C, 200pC/bar, 3 m integral MI cable and mounting adapter, VM-Lemo type 0 connector, Ex approved | CPxxx, IPC707, GSI127, EC153, MA104, MA seal, MA CP21x, ABAxxx, JB105, JB116 | Ex ib G Zone 1 (Europa) / Validity : None Ex ib G Zone 1 (Korea) / Validity : None Ex ib G Zone 1 (Russia, Belarus, Kyrgyzstan, Armenia, Kazakhstan) / Validity : 18.02.2026
CP216-351 | 143-216-000-35x | CP216-351 Piezoelectric Dynamic Pressure Sensor | -70°C to 520°C, 200pC/bar, 3 m integral MI cable and mounting adapter, VM-7/16" high temp connector, Ex approved | CPxxx, IPC707, GSI127, EC153, MA104, MA seal, MA CP21x, ABAxxx, JB105, JB116 | Ex ib G Zone 1 (Europa) / Validity : None Ex ib G Zone 1 (Korea) / Validity : None Ex ib G Zone 1 (Russia, Belarus, Kyrgyzstan, Armenia, Kazakhstan) / Validity : 18.02.2026
CP232-112 | 143-232-000-11x | CP232-112 Piezoelectric Dynamic Pressure Sensor | -55°C to +520°C, 750 pC/bar, 0,15 pC/g, 0,3 m (12") integral MI cable with overbraid, VM 7/16" high temp connector, Ex approved | CPxxx, IPC707, GSI127, EC069, EC112, EC119, EC222, EC453, MA Seal, MA131, CG505, ABAxxx, JB105, JB116 | Ex ia G Zone 0 (International) / Validity : None Ex ia G Zone 0 (Korea) / Validity : None Ex ia G Zone 0 (North America) / Validity : None Ex ib G Zone 1 (Europa) / Validity : None Ex ib G Zone 1 (Russia, Belarus, Kyrgyzstan, Armenia, Kazakhstan) / Validity : 18.02.2026 Ex nA G Zone 2 (Europa) / Validity : None Ex nA G Zone 2 (International) / Validity : None Ex nA G Zone 2 (North America) / Validity : None Ex nA G Zone 2 (Russia, Belarus, Kyrgyzstan, Armenia, Kazakhstan) / Validity : 18.02.2026
CP232-222 | 143-232-000-22x | CP232-222 Piezoelectric Dynamic Pressure Sensor | -55°C to +520°C, 750 pC/bar, 0,15 pC/g, 0,3 m (12") integral MI cable with overbraid, VM 7/16" high temp connector, Ex approved | CPxxx, IPC707, GSI127, EC069, EC112, EC119, EC222, EC453, MA Seal, MA131, CG505, ABAxxx, JB105, JB116 | Ex ia G Zone 0 (International) / Validity : None Ex ia G Zone 0 (Korea) / Validity : None Ex ia G Zone 0 (North America) / Validity : None Ex ib G Zone 1 (China) / Validity : 14.07.2026 Ex ib G Zone 1 (Europa) / Validity : None Ex ib G Zone 1 (Russia, Belarus, Kyrgyzstan, Armenia, Kazakhstan) / Validity : 18.02.2026 Ex nA G Zone 2 (Europa) / Validity : None Ex nA G Zone 2 (International) / Validity : None Ex nA G Zone 2 (North America) / Validity : None Ex nA G Zone 2 (Russia, Belarus, Kyrgyzstan, Armenia, Kazakhstan) / Validity : 18.02.2026
CP232-222 | 500-112-000-01x | CP232-222 Piezoelectric Dynamic Pressure Sensor with mounting kit | -55°C to +520°C, 750 pC/bar, 0,15 pC/g, 0,3 m (12") integral MI cable with overbraid, VM 7/16" high temp connector, Ex approved. Includes 2pcs 143-232-901-321 Gasket and 1pce 809-131-000-021 Mounting Adapter MA131 | CPxxx, IPC707, GSI127, EC069, EC112, EC119, EC222, MA Seal, MA131, CG505, ABAxxx, JB105, JB116 | Ex ia G Zone 0 (International) / Validity : None Ex ia G Zone 0 (Korea) / Validity : None Ex ia G Zone 0 (North America) / Validity : None Ex ib G Zone 1 (China) / Validity : 14.07.2026 Ex ib G Zone 1 (Europa) / Validity : None Ex ib G Zone 1 (Russia, Belarus, Kyrgyzstan, Armenia, Kazakhstan) / Validity : 18.02.2026 Ex nA G Zone 2 (Europa) / Validity : None Ex nA G Zone 2 (International) / Validity : None Ex nA G Zone 2 (North America) / Validity : None Ex nA G Zone 2 (Russia, Belarus, Kyrgyzstan, Armenia, Kazakhstan) / Validity : 18.02.2026
CP232-232 | 143-232-000-23x | CP232-232 Piezoelectric Dynamic Pressure Sensor | -55°C to +520°C, 750 pC/bar, 0,15 pC/g, 1 m (39.4") integral MI cable with overbraid, VM 7/16" high temp connector, Ex approved | CPxxx, IPC707, GSI127, EC069, EC112, EC119, EC222, EC453, MA Seal, MA131, CG505, ABAxxx, JB105, JB116 | Ex ia G Zone 0 (International) / Validity : None Ex ia G Zone 0 (Korea) / Validity : None Ex ia G Zone 0 (North America) / Validity : None Ex ib G Zone 1 (China) / Validity : 14.07.2026 Ex ib G Zone 1 (Europa) / Validity : None Ex ib G Zone 1 (Russia, Belarus, Kyrgyzstan, Armenia, Kazakhstan) / Validity : 18.02.2026 Ex nA G Zone 2 (Europa) / Validity : None Ex nA G Zone 2 (International) / Validity : None Ex nA G Zone 2 (North America) / Validity : None Ex nA G Zone 2 (Russia, Belarus, Kyrgyzstan, Armenia, Kazakhstan) / Validity : 18.02.2026
CP232-232 | 500-112-000-12x | CP232-232 Piezoelectric Dynamic Pressure Sensor with mounting kit | Dynamic Pressure Sensor Kit CP232 consisting of: <br>1x Dynamic Pressure Sensor CP 232 P/N 143-232-000-232 with 1 m MI-Integral cable with metal protection and VM 7/16" high temperture connector -55°C to +520°C, ATEX according to Siemens DGSLV-00000562 (item 1) <br>1x Mounting Adaptor MA 131 P/N 809-131-000-131 M24, length 97mm according to Siemens DGSLV-00000562 (item 2) <br>2x Gasket Seal P/N 143-232-901-321 according to Siemens DGSLV-00000562 (item 3) | CPxxx, IPC707, GSI127, EC069, EC112, EC119, EC222, MA Seal, MA131, CG505, ABAxxx, JB105, JB116 | Ex ia G Zone 0 (International) / Validity : None Ex ia G Zone 0 (Korea) / Validity : None Ex ia G Zone 0 (North America) / Validity : None Ex ib G Zone 1 (China) / Validity : 14.07.2026 Ex ib G Zone 1 (Europa) / Validity : None Ex ib G Zone 1 (Russia, Belarus, Kyrgyzstan, Armenia, Kazakhstan) / Validity : 18.02.2026 Ex nA G Zone 2 (Europa) / Validity : None Ex nA G Zone 2 (International) / Validity : None Ex nA G Zone 2 (North America) / Validity : None Ex nA G Zone 2 (Russia, Belarus, Kyrgyzstan, Armenia, Kazakhstan) / Validity : 18.02.2026
CP233-022 | 143-233-000-02x | CP233-022 Piezoelectric Dynamic Pressure Sensor | -55°C to +520°C, 750 pC/bar, 0,15 pC/g, 3 m integral MI cable with overbraid, VM 7/16" high temp connector, Ex approved | CPxxx, IPC707, GSI127, EC069, EC112, EC119, EC222, MA Seal, CG505, ABAxxx, JB105, JB116 | Ex ia G Zone 0 (International) / Validity : None Ex ia G Zone 0 (Korea) / Validity : None Ex ia G Zone 0 (North America) / Validity : None Ex ib G Zone 1 (China) / Validity : 14.07.2026 Ex ib G Zone 1 (Europa) / Validity : None Ex ib G Zone 1 (Russia, Belarus, Kyrgyzstan, Armenia, Kazakhstan) / Validity : 18.02.2026 Ex nA G Zone 2 (Europa) / Validity : None Ex nA G Zone 2 (International) / Validity : None Ex nA G Zone 2 (North America) / Validity : None Ex nA G Zone 2 (Russia, Belarus, Kyrgyzstan, Armenia, Kazakhstan) / Validity : 18.02.2026
CP235-012 | 143-235-000-01x | CP235-012 Piezoelectric Dynamic Pressure Sensor | -55°C to +520°C, 750 pC/bar, 0.15 pC/g, 2 m integral MI cable with overbraid, VM 7/16" high temp connector, Ex approved | CPxxx, IPC707, GSI127, EC069, EC112, EC119, EC222, ABAxxx, JB105, JB116 | Ex ia G Zone 0 (International) / Validity : None Ex ia G Zone 0 (Korea) / Validity : None Ex ia G Zone 0 (North America) / Validity : None Ex ib G Zone 1 (China) / Validity : 14.07.2026 Ex ib G Zone 1 (Europa) / Validity : None Ex ib G Zone 1 (Russia, Belarus, Kyrgyzstan, Armenia, Kazakhstan) / Validity : 18.02.2026 Ex nA G Zone 2 (Europa) / Validity : None Ex nA G Zone 2 (International) / Validity : None Ex nA G Zone 2 (North America) / Validity : None Ex nA G Zone 2 (Russia, Belarus, Kyrgyzstan, Armenia, Kazakhstan) / Validity : 18.02.2026
CP235-022 | 143-235-000-02x | CP235-022 Piezoelectric Dynamic Pressure Sensor | -55°C to +520°C, 750 pC/bar, 0.15 pC/g, 5 m integral MI cable with overbraid, VM 7/16" high temp connector, Ex approved | CPxxx, IPC707, GSI127, EC069, EC112, EC119, EC222, ABAxxx, JB105, JB116 | Ex ia G Zone 0 (International) / Validity : None Ex ia G Zone 0 (Korea) / Validity : None Ex ia G Zone 0 (North America) / Validity : None Ex ib G Zone 1 (China) / Validity : 14.07.2026 Ex ib G Zone 1 (Europa) / Validity : None Ex ib G Zone 1 (Russia, Belarus, Kyrgyzstan, Armenia, Kazakhstan) / Validity : 18.02.2026 Ex nA G Zone 2 (Europa) / Validity : None Ex nA G Zone 2 (International) / Validity : None Ex nA G Zone 2 (North America) / Validity : None Ex nA G Zone 2 (Russia, Belarus, Kyrgyzstan, Armenia, Kazakhstan) / Validity : 18.02.2026
CP236-012 | 143-236-000-01x | CP236-012 Piezoelectric Dynamic Pressure Sensor | -55°C to +520°C, 750 pC/bar, 0,15 pC/g, 2 m integral MI cable with overbraid, VM 7/16" high temp connector, Ex approved | CPxxx, IPC707, GSI127, EC069, EC112, EC119, EC222, MA Seal, CG505, ABAxxx, JB105, JB116 | Ex ia G Zone 0 (International) / Validity : None Ex ia G Zone 0 (Korea) / Validity : None Ex ia G Zone 0 (North America) / Validity : None Ex ib G Zone 1 (China) / Validity : 14.07.2026 Ex ib G Zone 1 (Europa) / Validity : None Ex ib G Zone 1 (Russia, Belarus, Kyrgyzstan, Armenia, Kazakhstan) / Validity : 18.02.2026 Ex nA G Zone 2 (Europa) / Validity : None Ex nA G Zone 2 (International) / Validity : None Ex nA G Zone 2 (North America) / Validity : None Ex nA G Zone 2 (Russia, Belarus, Kyrgyzstan, Armenia, Kazakhstan) / Validity : 18.02.2026
CP237-012 | 143-237-000-01x | CP237-012 Piezoelectric Dynamic Pressure Sensor | -55°C to +520°C, 750 pC/bar, 0.15 pC/g, 2 m integral MI cable with overbraid, VM 7/16" high temp connector, Ex approved | CPxxx, IPC707, GSI127, EC069, EC112, EC119, EC222, MA Seal, CG505, ABAxxx, JB105, JB116 | Ex ia G Zone 0 (International) / Validity : None Ex ia G Zone 0 (Korea) / Validity : None Ex ia G Zone 0 (North America) / Validity : None Ex ib G Zone 1 (China) / Validity : 14.07.2026 Ex ib G Zone 1 (Europa) / Validity : None Ex ib G Zone 1 (Japan) / Validity : 16.07.2025 Ex ib G Zone 1 (Russia, Belarus, Kyrgyzstan, Armenia, Kazakhstan) / Validity : 18.02.2026 Ex nA G Zone 2 (Europa) / Validity : None Ex nA G Zone 2 (International) / Validity : None Ex nA G Zone 2 (North America) / Validity : None Ex nA G Zone 2 (Russia, Belarus, Kyrgyzstan, Armenia, Kazakhstan) / Validity : 18.02.2026
CP238-021 | 143-238-000-02x | CP238-021 Piezoelectric Dynamic Pressure Sensor | -55°C to +520°C, 750 pC/bar, 0.15 pC/g, 0.3 m (12") integral MI cable with overbraid, VM 7/16" high temp connector, Ex approved | CPxxx, IPC707, GSI127, EC069, EC112, EC119, EC222, EC453, MA Seal, CG505, ABAxxx, JB105, JB116 | Ex ia G Zone 0 (International) / Validity : None Ex ia G Zone 0 (Korea) / Validity : None Ex ia G Zone 0 (North America) / Validity : None Ex ib G Zone 1 (China) / Validity : 14.07.2026 Ex ib G Zone 1 (Europa) / Validity : None Ex ib G Zone 1 (Russia, Belarus, Kyrgyzstan, Armenia, Kazakhstan) / Validity : 18.02.2026 Ex nA G Zone 2 (Europa) / Validity : None Ex nA G Zone 2 (International) / Validity : None Ex nA G Zone 2 (North America) / Validity : None Ex nA G Zone 2 (Russia, Belarus, Kyrgyzstan, Armenia, Kazakhstan) / Validity : 18.02.2026
CP502-021 | 143-502-000-02x | CP502-021 Piezoelectric Dynamic Pressure Sensor | VM-Lemo type 0 connector, 1 m integral MI cable | CPxxx, IPC707, GSI127, EC153, MA104, MA Seal, ABAxxx, JB105, JB116 | Ex ia G Zone 0 (Europa) / Validity : None Ex ia G Zone 0 (International) / Validity : None Ex ia G Zone 0 (Korea) / Validity : None Ex ia G Zone 0 (North America) / Validity : None Ex ia G Zone 0 (United Kingdom) / Validity : None Ex nA G Zone 2 (Europa) / Validity : None Ex nA G Zone 2 (International) / Validity : None Ex nA G Zone 2 (United Kingdom) / Validity : None Ex ia G Zone 0 (Europa) / Validity : None Ex ia G Zone 0 (International) / Validity : None Ex ia G Zone 0 (Korea) / Validity : None Ex ia G Zone 0 (North America) / Validity : None Ex ia G Zone 0 (United Kingdom) / Validity : None Ex nA G Zone 2 (Europa) / Validity : None Ex nA G Zone 2 (International) / Validity : None Ex nA G Zone 2 (United Kingdom) / Validity : None Ex ia G Zone 0 (Europa) / Validity : None Ex ia G Zone 0 (International) / Validity : None Ex ia G Zone 0 (Korea) / Validity : None Ex ia G Zone 0 (North America) / Validity : None Ex ia G Zone 0 (United Kingdom) / Validity : None Ex nA G Zone 2 (Europa) / Validity : None Ex nA G Zone 2 (International) / Validity : None Ex nA G Zone 2 (United Kingdom) / Validity : None Ex ia G Zone 0 (Europa) / Validity : None Ex ia G Zone 0 (International) / Validity : None Ex ia G Zone 0 (Korea) / Validity : None Ex ia G Zone 0 (North America) / Validity : None Ex ia G Zone 0 (United Kingdom) / Validity : None Ex nA G Zone 2 (Europa) / Validity : None Ex nA G Zone 2 (International) / Validity : None Ex nA G Zone 2 (United Kingdom) / Validity : None Ex ia G Zone 0 (Europa) / Validity : None Ex ia G Zone 0 (International) / Validity : None Ex ia G Zone 0 (Korea) / Validity : None Ex ia G Zone 0 (North America) / Validity : None Ex ia G Zone 0 (United Kingdom) / Validity : None Ex nA G Zone 2 (Europa) / Validity : None Ex nA G Zone 2 (International) / Validity : None Ex nA G Zone 2 (United Kingdom) / Validity : None Ex ia G Zone 0 (Europa) / Validity : None Ex ia G Zone 0 (International) / Validity : None Ex ia G Zone 0 (Korea) / Validity : None Ex ia G Zone 0 (North America) / Validity : None Ex ia G Zone 0 (United Kingdom) / Validity : None Ex nA G Zone 2 (Europa) / Validity : None Ex nA G Zone 2 (International) / Validity : None Ex nA G Zone 2 (United Kingdom) / Validity : None Ex ia G Zone 0 (Europa) / Validity : None Ex ia G Zone 0 (International) / Validity : None Ex ia G Zone 0 (Korea) / Validity : None Ex ia G Zone 0 (North America) / Validity : None Ex ia G Zone 0 (United Kingdom) / Validity : None Ex nA G Zone 2 (Europa) / Validity : None Ex nA G Zone 2 (International) / Validity : None Ex nA G Zone 2 (United Kingdom) / Validity : None Ex ia G Zone 0 (Europa) / Validity : None Ex ia G Zone 0 (International) / Validity : None Ex ia G Zone 0 (Korea) / Validity : None Ex ia G Zone 0 (North America) / Validity : None Ex ia G Zone 0 (United Kingdom) / Validity : None Ex nA G Zone 2 (Europa) / Validity : None Ex nA G Zone 2 (International) / Validity : None Ex nA G Zone 2 (United Kingdom) / Validity : None Ex ia G Zone 0 (Europa) / Validity : None Ex ia G Zone 0 (International) / Validity : None Ex ia G Zone 0 (Korea) / Validity : None Ex ia G Zone 0 (North America) / Validity : None Ex ia G Zone 0 (United Kingdom) / Validity : None Ex nA G Zone 2 (Europa) / Validity : None Ex nA G Zone 2 (International) / Validity : None Ex nA G Zone 2 (United Kingdom) / Validity : None Ex ia G Zone 0 (Europa) / Validity : None Ex ia G Zone 0 (International) / Validity : None Ex ia G Zone 0 (Korea) / Validity : None Ex ia G Zone 0 (North America) / Validity : None Ex ia G Zone 0 (United Kingdom) / Validity : None Ex nA G Zone 2 (Europa) / Validity : None Ex nA G Zone 2 (International) / Validity : None Ex nA G Zone 2 (United Kingdom) / Validity : None Ex ia G Zone 0 (Europa) / Validity : None Ex ia G Zone 0 (International) / Validity : None Ex ia G Zone 0 (Korea) / Validity : None Ex ia G Zone 0 (North America) / Validity : None Ex ia G Zone 0 (United Kingdom) / Validity : None Ex nA G Zone 2 (Europa) / Validity : None Ex nA G Zone 2 (International) / Validity : None Ex nA G Zone 2 (United Kingdom) / Validity : None Ex ia G Zone 0 (Europa) / Validity : None Ex ia G Zone 0 (International) / Validity : None Ex ia G Zone 0 (Korea) / Validity : None Ex ia G Zone 0 (North America) / Validity : None Ex ia G Zone 0 (United Kingdom) / Validity : None Ex nA G Zone 2 (Europa) / Validity : None Ex nA G Zone 2 (International) / Validity : None Ex nA G Zone 2 (United Kingdom) / Validity : None Ex ia G Zone 0 (Europa) / Validity : None Ex ia G Zone 0 (International) / Validity : None Ex ia G Zone 0 (Korea) / Validity : None Ex ia G Zone 0 (North America) / Validity : None Ex ia G Zone 0 (United Kingdom) / Validity : None Ex nA G Zone 2 (Europa) / Validity : None Ex nA G Zone 2 (International) / Validity : None Ex nA G Zone 2 (United Kingdom) / Validity : None Ex ia G Zone 0 (Europa) / Validity : None Ex ia G Zone 0 (International) / Validity : None Ex ia G Zone 0 (Korea) / Validity : None Ex ia G Zone 0 (North America) / Validity : None Ex ia G Zone 0 (United Kingdom) / Validity : None Ex nA G Zone 2 (Europa) / Validity : None Ex nA G Zone 2 (International) / Validity : None Ex nA G Zone 2 (United Kingdom) / Validity : None Ex ia G Zone 0 (Europa) / Validity : None Ex ia G Zone 0 (International) / Validity : None Ex ia G Zone 0 (Korea) / Validity : None Ex ia G Zone 0 (North America) / Validity : None Ex ia G Zone 0 (United Kingdom) / Validity : None Ex nA G Zone 2 (Europa) / Validity : None Ex nA G Zone 2 (International) / Validity : None Ex nA G Zone 2 (United Kingdom) / Validity : None Ex ia G Zone 0 (Europa) / Validity : None Ex ia G Zone 0 (International) / Validity : None Ex ia G Zone 0 (Korea) / Validity : None Ex ia G Zone 0 (North America) / Validity : None Ex ia G Zone 0 (United Kingdom) / Validity : None Ex nA G Zone 2 (Europa) / Validity : None Ex nA G Zone 2 (International) / Validity : None Ex nA G Zone 2 (United Kingdom) / Validity : None Ex ia G Zone 0 (Europa) / Validity : None Ex ia G Zone 0 (International) / Validity : None Ex ia G Zone 0 (Korea) / Validity : None Ex ia G Zone 0 (North America) / Validity : None Ex ia G Zone 0 (United Kingdom) / Validity : None Ex nA G Zone 2 (Europa) / Validity : None Ex nA G Zone 2 (International) / Validity : None Ex nA G Zone 2 (United Kingdom) / Validity : None Ex ia G Zone 0 (Europa) / Validity : None Ex ia G Zone 0 (International) / Validity : None Ex ia G Zone 0 (Korea) / Validity : None Ex ia G Zone 0 (North America) / Validity : None Ex ia G Zone 0 (United Kingdom) / Validity : None Ex nA G Zone 2 (Europa) / Validity : None Ex nA G Zone 2 (International) / Validity : None Ex nA G Zone 2 (United Kingdom) / Validity : None Ex ia G Zone 0 (Europa) / Validity : None Ex ia G Zone 0 (International) / Validity : None Ex ia G Zone 0 (Korea) / Validity : None Ex ia G Zone 0 (North America) / Validity : None Ex ia G Zone 0 (United Kingdom) / Validity : None Ex nA G Zone 2 (Europa) / Validity : None Ex nA G Zone 2 (International) / Validity : None Ex nA G Zone 2 (United Kingdom) / Validity : None Ex ia G Zone 0 (Europa) / Validity : None Ex ia G Zone 0 (International) / Validity : None Ex ia G Zone 0 (Korea) / Validity : None Ex ia G Zone 0 (North America) / Validity : None Ex ia G Zone 0 (United Kingdom) / Validity : None Ex nA G Zone 2 (Europa) / Validity : None Ex nA G Zone 2 (International) / Validity : None Ex nA G Zone 2 (United Kingdom) / Validity : None Ex ia G Zone 0 (Europa) / Validity : None Ex ia G Zone 0 (International) / Validity : None Ex ia G Zone 0 (Korea) / Validity : None Ex ia G Zone 0 (North America) / Validity : None Ex ia G Zone 0 (United Kingdom) / Validity : None Ex nA G Zone 2 (Europa) / Validity : None Ex nA G Zone 2 (International) / Validity : None Ex nA G Zone 2 (United Kingdom) / Validity : None Ex ia G Zone 0 (Europa) / Validity : None Ex ia G Zone 0 (International) / Validity : None Ex ia G Zone 0 (Korea) / Validity : None Ex ia G Zone 0 (North America) / Validity : None Ex ia G Zone 0 (United Kingdom) / Validity : None Ex nA G Zone 2 (Europa) / Validity : None Ex nA G Zone 2 (International) / Validity : None Ex nA G Zone 2 (United Kingdom) / Validity : None Ex ia G Zone 0 (Europa) / Validity : None Ex ia G Zone 0 (International) / Validity : None Ex ia G Zone 0 (Korea) / Validity : None Ex ia G Zone 0 (North America) / Validity : None Ex ia G Zone 0 (United Kingdom) / Validity : None Ex nA G Zone 2 (Europa) / Validity : None Ex nA G Zone 2 (International) / Validity : None Ex nA G Zone 2 (United Kingdom) / Validity : None Ex ia G Zone 0 (Europa) / Validity : None Ex ia G Zone 0 (International) / Validity : None Ex ia G Zone 0 (Korea) / Validity : None Ex ia G Zone 0 (North America) / Validity : None Ex ia G Zone 0 (United Kingdom) / Validity : None Ex nA G Zone 2 (Europa) / Validity : None Ex nA G Zone 2 (International) / Validity : None Ex nA G Zone 2 (United Kingdom) / Validity : None Ex ia G Zone 0 (Europa) / Validity : None Ex ia G Zone 0 (International) / Validity : None Ex ia G Zone 0 (Korea) / Validity : None Ex ia G Zone 0 (North America) / Validity : None Ex ia G Zone 0 (United Kingdom) / Validity : None Ex nA G Zone 2 (Europa) / Validity : None Ex nA G Zone 2 (International) / Validity : None Ex nA G Zone 2 (United Kingdom) / Validity : None Ex ia G Zone 0 (Europa) / Validity : None Ex ia G Zone 0 (International) / Validity : None Ex ia G Zone 0 (North America) / Validity : None Ex ia G Zone 0 (United Kingdom) / Validity : None Ex nA G Zone 2 (Europa) / Validity : None Ex nA G Zone 2 (International) / Validity : None Ex nA G Zone 2 (United Kingdom) / Validity : None Ex ia G Zone 0 (Europa) / Validity : None Ex ia G Zone 0 (International) / Validity : None Ex ia G Zone 0 (North America) / Validity : None Ex ia G Zone 0 (United Kingdom) / Validity : None Ex nA G Zone 2 (Europa) / Validity : None Ex nA G Zone 2 (International) / Validity : None Ex nA G Zone 2 (United Kingdom) / Validity : None Ex ia G Zone 0 (Europa) / Validity : None Ex ia G Zone 0 (International) / Validity : None Ex ia G Zone 0 (North America) / Validity : None Ex ia G Zone 0 (United Kingdom) / Validity : None Ex nA G Zone 2 (Europa) / Validity : None Ex nA G Zone 2 (International) / Validity : None Ex nA G Zone 2 (United Kingdom) / Validity : None Ex ia G Zone 0 (Europa) / Validity : None Ex ia G Zone 0 (International) / Validity : None Ex ia G Zone 0 (North America) / Validity : None Ex ia G Zone 0 (United Kingdom) / Validity : None Ex nA G Zone 2 (Europa) / Validity : None Ex nA G Zone 2 (International) / Validity : None Ex nA G Zone 2 (United Kingdom) / Validity : None Ex ia G Zone 0 (Europa) / Validity : None Ex ia G Zone 0 (International) / Validity : None Ex ia G Zone 0 (Korea) / Validity : None Ex ia G Zone 0 (North America) / Validity : None Ex ia G Zone 0 (United Kingdom) / Validity : None Ex nA G Zone 2 (Europa) / Validity : None Ex nA G Zone 2 (International) / Validity : None Ex nA G Zone 2 (United Kingdom) / Validity : None Ex ia G Zone 0 (Europa) / Validity : None Ex ia G Zone 0 (International) / Validity : None Ex ia G Zone 0 (Korea) / Validity : None Ex ia G Zone 0 (North America) / Validity : None Ex ia G Zone 0 (United Kingdom) / Validity : None Ex nA G Zone 2 (Europa) / Validity : None Ex nA G Zone 2 (International) / Validity : None Ex nA G Zone 2 (United Kingdom) / Validity : None Ex ia G Zone 0 (Europa) / Validity : None Ex ia G Zone 0 (International) / Validity : None Ex ia G Zone 0 (Korea) / Validity : None Ex ia G Zone 0 (North America) / Validity : None Ex ia G Zone 0 (United Kingdom) / Validity : None Ex nA G Zone 2 (Europa) / Validity : None Ex nA G Zone 2 (International) / Validity : None Ex nA G Zone 2 (United Kingdom) / Validity : None Ex ia G Zone 0 (Europa) / Validity : None Ex ia G Zone 0 (International) / Validity : None Ex ia G Zone 0 (Korea) / Validity : None Ex ia G Zone 0 (North America) / Validity : None Ex ia G Zone 0 (United Kingdom) / Validity : None Ex nA G Zone 2 (Europa) / Validity : None Ex nA G Zone 2 (International) / Validity : None Ex nA G Zone 2 (United Kingdom) / Validity : None Ex ia G Zone 0 (Europa) / Validity : None Ex ia G Zone 0 (International) / Validity : None Ex ia G Zone 0 (Korea) / Validity : None Ex ia G Zone 0 (North America) / Validity : None Ex ia G Zone 0 (United Kingdom) / Validity : None Ex nA G Zone 2 (Europa) / Validity : None Ex nA G Zone 2 (International) / Validity : None Ex nA G Zone 2 (United Kingdom) / Validity : None Ex ia G Zone 0 (Europa) / Validity : None Ex ia G Zone 0 (International) / Validity : None Ex ia G Zone 0 (Korea) / Validity : None Ex ia G Zone 0 (North America) / Validity : None Ex ia G Zone 0 (United Kingdom) / Validity : None Ex ib G Zone 1 (Japan) / Validity : 22.08.2025 Ex nA G Zone 2 (Europa) / Validity : None Ex nA G Zone 2 (International) / Validity : None Ex nA G Zone 2 (United Kingdom) / Validity : None Ex ia G Zone 0 (Europa) / Validity : None Ex ia G Zone 0 (International) / Validity : None Ex ia G Zone 0 (Korea) / Validity : None Ex ia G Zone 0 (North America) / Validity : None Ex ia G Zone 0 (United Kingdom) / Validity : None Ex nA G Zone 2 (Europa) / Validity : None Ex nA G Zone 2 (International) / Validity : None Ex nA G Zone 2 (United Kingdom) / Validity : None Ex ia G Zone 0 (Europa) / Validity : None Ex ia G Zone 0 (International) / Validity : None Ex ia G Zone 0 (Korea) / Validity : None Ex ia G Zone 0 (North America) / Validity : None Ex ia G Zone 0 (United Kingdom) / Validity : None Ex nA G Zone 2 (Europa) / Validity : None Ex nA G Zone 2 (International) / Validity : None Ex nA G Zone 2 (United Kingdom) / Validity : None Ex ia G Zone 0 (Europa) / Validity : None Ex ia G Zone 0 (International) / Validity : None Ex ia G Zone 0 (Korea) / Validity : None Ex ia G Zone 0 (North America) / Validity : None Ex ia G Zone 0 (United Kingdom) / Validity : None Ex ib G Zone 1 (Japan) / Validity : 24.05.2024 Ex nA G Zone 2 (Europa) / Validity : None Ex nA G Zone 2 (International) / Validity : None Ex nA G Zone 2 (United Kingdom) / Validity : None Ex ia G Zone 0 (Europa) / Validity : None Ex ia G Zone 0 (International) / Validity : None Ex ia G Zone 0 (Korea) / Validity : None Ex ia G Zone 0 (North America) / Validity : None Ex ia G Zone 0 (United Kingdom) / Validity : None Ex nA G Zone 2 (Europa) / Validity : None Ex nA G Zone 2 (International) / Validity : None Ex nA G Zone 2 (United Kingdom) / Validity : None Ex ia G Zone 0 (Europa) / Validity : None Ex ia G Zone 0 (International) / Validity : None Ex ia G Zone 0 (Korea) / Validity : None Ex ia G Zone 0 (North America) / Validity : None Ex ia G Zone 0 (United Kingdom) / Validity : None Ex nA G Zone 2 (Europa) / Validity : None Ex nA G Zone 2 (International) / Validity : None Ex nA G Zone 2 (United Kingdom) / Validity : None Ex ia G Zone 0 (Europa) / Validity : None Ex ia G Zone 0 (International) / Validity : None Ex ia G Zone 0 (Korea) / Validity : None Ex ia G Zone 0 (North America) / Validity : None Ex ia G Zone 0 (United Kingdom) / Validity : None Ex nA G Zone 2 (Europa) / Validity : None Ex nA G Zone 2 (International) / Validity : None Ex nA G Zone 2 (United Kingdom) / Validity : None Ex ia G Zone 0 (Europa) / Validity : None Ex ia G Zone 0 (International) / Validity : None Ex ia G Zone 0 (Korea) / Validity : None Ex ia G Zone 0 (North America) / Validity : None Ex ia G Zone 0 (United Kingdom) / Validity : None Ex nA G Zone 2 (Europa) / Validity : None Ex nA G Zone 2 (International) / Validity : None Ex nA G Zone 2 (United Kingdom) / Validity : None Ex ia G Zone 0 (Europa) / Validity : None Ex ia G Zone 0 (International) / Validity : None Ex ia G Zone 0 (Korea) / Validity : None Ex ia G Zone 0 (North America) / Validity : None Ex ia G Zone 0 (United Kingdom) / Validity : None Ex nA G Zone 2 (Europa) / Validity : None Ex nA G Zone 2 (International) / Validity : None Ex nA G Zone 2 (United Kingdom) / Validity : None Ex ia G Zone 0 (Europa) / Validity : None Ex ia G Zone 0 (International) / Validity : None Ex ia G Zone 0 (Korea) / Validity : None Ex ia G Zone 0 (North America) / Validity : None Ex ia G Zone 0 (United Kingdom) / Validity : None Ex nA G Zone 2 (Europa) / Validity : None Ex nA G Zone 2 (International) / Validity : None Ex nA G Zone 2 (United Kingdom) / Validity : None Ex ia G Zone 0 (Europa) / Validity : None Ex ia G Zone 0 (International) / Validity : None Ex ia G Zone 0 (Korea) / Validity : None Ex ia G Zone 0 (North America) / Validity : None Ex ia G Zone 0 (United Kingdom) / Validity : None Ex nA G Zone 2 (Europa) / Validity : None Ex nA G Zone 2 (International) / Validity : None Ex nA G Zone 2 (United Kingdom) / Validity : None Ex ia G Zone 0 (Europa) / Validity : None Ex ia G Zone 0 (International) / Validity : None Ex ia G Zone 0 (Korea) / Validity : None Ex ia G Zone 0 (North America) / Validity : None Ex ia G Zone 0 (United Kingdom) / Validity : None Ex nA G Zone 2 (Europa) / Validity : None Ex nA G Zone 2 (International) / Validity : None Ex nA G Zone 2 (United Kingdom) / Validity : None Ex ia G Zone 0 (Europa) / Validity : None Ex ia G Zone 0 (International) / Validity : None Ex ia G Zone 0 (Korea) / Validity : None Ex ia G Zone 0 (North America) / Validity : None Ex ia G Zone 0 (United Kingdom) / Validity : None Ex nA G Zone 2 (Europa) / Validity : None Ex nA G Zone 2 (International) / Validity : None Ex nA G Zone 2 (United Kingdom) / Validity : None Ex ia G Zone 0 (Europa) / Validity : None Ex ia G Zone 0 (International) / Validity : None Ex ia G Zone 0 (Korea) / Validity : None Ex ia G Zone 0 (North America) / Validity : None Ex ia G Zone 0 (United Kingdom) / Validity : None Ex nA G Zone 2 (Europa) / Validity : None Ex nA G Zone 2 (International) / Validity : None Ex nA G Zone 2 (United Kingdom) / Validity : None Ex ia G Zone 0 (Europa) / Validity : None Ex ia G Zone 0 (International) / Validity : None Ex ia G Zone 0 (Korea) / Validity : None Ex ia G Zone 0 (North America) / Validity : None Ex ia G Zone 0 (United Kingdom) / Validity : None Ex nA G Zone 2 (Europa) / Validity : None Ex nA G Zone 2 (International) / Validity : None Ex nA G Zone 2 (United Kingdom) / Validity : None Ex ia G Zone 0 (Europa) / Validity : None Ex ia G Zone 0 (International) / Validity : None Ex ia G Zone 0 (Korea) / Validity : None Ex ia G Zone 0 (North America) / Validity : None Ex ia G Zone 0 (United Kingdom) / Validity : None Ex nA G Zone 2 (Europa) / Validity : None Ex nA G Zone 2 (International) / Validity : None Ex nA G Zone 2 (United Kingdom) / Validity : None Ex ia G Zone 0 (Europa) / Validity : None Ex ia G Zone 0 (International) / Validity : None Ex ia G Zone 0 (Korea) / Validity : None Ex ia G Zone 0 (North America) / Validity : None Ex ia G Zone 0 (United Kingdom) / Validity : None Ex nA G Zone 2 (Europa) / Validity : None Ex nA G Zone 2 (International) / Validity : None Ex nA G Zone 2 (United Kingdom) / Validity : None Ex ia G Zone 0 (Europa) / Validity : None Ex ia G Zone 0 (International) / Validity : None Ex ia G Zone 0 (Korea) / Validity : None Ex ia G Zone 0 (North America) / Validity : None Ex ia G Zone 0 (United Kingdom) / Validity : None Ex nA G Zone 2 (Europa) / Validity : None Ex nA G Zone 2 (International) / Validity : None Ex nA G Zone 2 (United Kingdom) / Validity : None Ex ia G Zone 0 (Europa) / Validity : None Ex ia G Zone 0 (International) / Validity : None Ex ia G Zone 0 (Korea) / Validity : None Ex ia G Zone 0 (North America) / Validity : None Ex ia G Zone 0 (United Kingdom) / Validity : None Ex nA G Zone 2 (Europa) / Validity : None Ex nA G Zone 2 (International) / Validity : None Ex nA G Zone 2 (United Kingdom) / Validity : None Ex ia G Zone 0 (Europa) / Validity : None Ex ia G Zone 0 (International) / Validity : None Ex ia G Zone 0 (Korea) / Validity : None Ex ia G Zone 0 (North America) / Validity : None Ex ia G Zone 0 (United Kingdom) / Validity : None Ex nA G Zone 2 (Europa) / Validity : None Ex nA G Zone 2 (International) / Validity : None Ex nA G Zone 2 (United Kingdom) / Validity : None Ex ia G Zone 0 (Europa) / Validity : None Ex ia G Zone 0 (International) / Validity : None Ex ia G Zone 0 (Korea) / Validity : None Ex ia G Zone 0 (North America) / Validity : None Ex ia G Zone 0 (United Kingdom) / Validity : None Ex nA G Zone 2 (Europa) / Validity : None Ex nA G Zone 2 (International) / Validity : None Ex nA G Zone 2 (United Kingdom) / Validity : None Ex ia G Zone 0 (Europa) / Validity : None Ex ia G Zone 0 (International) / Validity : None Ex ia G Zone 0 (Korea) / Validity : None Ex ia G Zone 0 (North America) / Validity : None Ex ia G Zone 0 (United Kingdom) / Validity : None Ex nA G Zone 2 (Europa) / Validity : None Ex nA G Zone 2 (International) / Validity : None Ex nA G Zone 2 (United Kingdom) / Validity : None Ex ia G Zone 0 (Europa) / Validity : None Ex ia G Zone 0 (International) / Validity : None Ex ia G Zone 0 (North America) / Validity : None Ex ia G Zone 0 (United Kingdom) / Validity : None Ex nA G Zone 2 (Europa) / Validity : None Ex nA G Zone 2 (International) / Validity : None Ex nA G Zone 2 (United Kingdom) / Validity : None Ex ia G Zone 0 (Europa) / Validity : None Ex ia G Zone 0 (International) / Validity : None Ex ia G Zone 0 (North America) / Validity : None Ex ia G Zone 0 (United Kingdom) / Validity : None Ex nA G Zone 2 (Europa) / Validity : None Ex nA G Zone 2 (International) / Validity : None Ex nA G Zone 2 (United Kingdom) / Validity : None Ex ia G Zone 0 (Europa) / Validity : None Ex ia G Zone 0 (International) / Validity : None Ex ia G Zone 0 (North America) / Validity : None Ex ia G Zone 0 (United Kingdom) / Validity : None Ex nA G Zone 2 (Europa) / Validity : None Ex nA G Zone 2 (International) / Validity : None Ex nA G Zone 2 (United Kingdom) / Validity : None Ex ia G Zone 0 (Europa) / Validity : None Ex ia G Zone 0 (International) / Validity : None Ex ia G Zone 0 (Korea) / Validity : None Ex ia G Zone 0 (North America) / Validity : None Ex ia G Zone 0 (United Kingdom) / Validity : None Ex nA G Zone 2 (Europa) / Validity : None Ex nA G Zone 2 (International) / Validity : None Ex nA G Zone 2 (United Kingdom) / Validity : None Ex ia G Zone 0 (Europa) / Validity : None Ex ia G Zone 0 (International) / Validity : None Ex ia G Zone 0 (North America) / Validity : None Ex ia G Zone 0 (Russia, Belarus, Kyrgyzstan, Armenia, Kazakhstan) / Validity : 18.02.2026 Ex nA G Zone 2 (Europa) / Validity : None Ex nA G Zone 2 (International) / Validity : None Ex nA G Zone 2 (North America) / Validity : None Ex nA G Zone 2 (Russia, Belarus, Kyrgyzstan, Armenia, Kazakhstan) / Validity : 18.02.2026
CP502-031 | 143-502-000-03x | CP502-031 Piezoelectric Dynamic Pressure Sensor | VM-Lemo type 0 connector, 3 m integral MI cable | CPxxx, IPC707, GSI127, EC153, MA104, MA Seal, ABAxxx, JB105, JB116 | Ex ia G Zone 0 (Europa) / Validity : None Ex ia G Zone 0 (International) / Validity : None Ex ia G Zone 0 (Korea) / Validity : None Ex ia G Zone 0 (North America) / Validity : None Ex ia G Zone 0 (United Kingdom) / Validity : None Ex nA G Zone 2 (Europa) / Validity : None Ex nA G Zone 2 (International) / Validity : None Ex nA G Zone 2 (United Kingdom) / Validity : None Ex ia G Zone 0 (Europa) / Validity : None Ex ia G Zone 0 (International) / Validity : None Ex ia G Zone 0 (Korea) / Validity : None Ex ia G Zone 0 (North America) / Validity : None Ex ia G Zone 0 (United Kingdom) / Validity : None Ex nA G Zone 2 (Europa) / Validity : None Ex nA G Zone 2 (International) / Validity : None Ex nA G Zone 2 (United Kingdom) / Validity : None Ex ia G Zone 0 (Europa) / Validity : None Ex ia G Zone 0 (International) / Validity : None Ex ia G Zone 0 (Korea) / Validity : None Ex ia G Zone 0 (North America) / Validity : None Ex ia G Zone 0 (United Kingdom) / Validity : None Ex nA G Zone 2 (Europa) / Validity : None Ex nA G Zone 2 (International) / Validity : None Ex nA G Zone 2 (United Kingdom) / Validity : None Ex ia G Zone 0 (Europa) / Validity : None Ex ia G Zone 0 (International) / Validity : None Ex ia G Zone 0 (Korea) / Validity : None Ex ia G Zone 0 (North America) / Validity : None Ex ia G Zone 0 (United Kingdom) / Validity : None Ex nA G Zone 2 (Europa) / Validity : None Ex nA G Zone 2 (International) / Validity : None Ex nA G Zone 2 (United Kingdom) / Validity : None Ex ia G Zone 0 (Europa) / Validity : None Ex ia G Zone 0 (International) / Validity : None Ex ia G Zone 0 (Korea) / Validity : None Ex ia G Zone 0 (North America) / Validity : None Ex ia G Zone 0 (United Kingdom) / Validity : None Ex nA G Zone 2 (Europa) / Validity : None Ex nA G Zone 2 (International) / Validity : None Ex nA G Zone 2 (United Kingdom) / Validity : None Ex ia G Zone 0 (Europa) / Validity : None Ex ia G Zone 0 (International) / Validity : None Ex ia G Zone 0 (Korea) / Validity : None Ex ia G Zone 0 (North America) / Validity : None Ex ia G Zone 0 (United Kingdom) / Validity : None Ex nA G Zone 2 (Europa) / Validity : None Ex nA G Zone 2 (International) / Validity : None Ex nA G Zone 2 (United Kingdom) / Validity : None Ex ia G Zone 0 (Europa) / Validity : None Ex ia G Zone 0 (International) / Validity : None Ex ia G Zone 0 (Korea) / Validity : None Ex ia G Zone 0 (North America) / Validity : None Ex ia G Zone 0 (United Kingdom) / Validity : None Ex nA G Zone 2 (Europa) / Validity : None Ex nA G Zone 2 (International) / Validity : None Ex nA G Zone 2 (United Kingdom) / Validity : None Ex ia G Zone 0 (Europa) / Validity : None Ex ia G Zone 0 (International) / Validity : None Ex ia G Zone 0 (Korea) / Validity : None Ex ia G Zone 0 (North America) / Validity : None Ex ia G Zone 0 (United Kingdom) / Validity : None Ex nA G Zone 2 (Europa) / Validity : None Ex nA G Zone 2 (International) / Validity : None Ex nA G Zone 2 (United Kingdom) / Validity : None Ex ia G Zone 0 (Europa) / Validity : None Ex ia G Zone 0 (International) / Validity : None Ex ia G Zone 0 (Korea) / Validity : None Ex ia G Zone 0 (North America) / Validity : None Ex ia G Zone 0 (United Kingdom) / Validity : None Ex nA G Zone 2 (Europa) / Validity : None Ex nA G Zone 2 (International) / Validity : None Ex nA G Zone 2 (United Kingdom) / Validity : None Ex ia G Zone 0 (Europa) / Validity : None Ex ia G Zone 0 (International) / Validity : None Ex ia G Zone 0 (Korea) / Validity : None Ex ia G Zone 0 (North America) / Validity : None Ex ia G Zone 0 (United Kingdom) / Validity : None Ex nA G Zone 2 (Europa) / Validity : None Ex nA G Zone 2 (International) / Validity : None Ex nA G Zone 2 (United Kingdom) / Validity : None Ex ia G Zone 0 (Europa) / Validity : None Ex ia G Zone 0 (International) / Validity : None Ex ia G Zone 0 (Korea) / Validity : None Ex ia G Zone 0 (North America) / Validity : None Ex ia G Zone 0 (United Kingdom) / Validity : None Ex nA G Zone 2 (Europa) / Validity : None Ex nA G Zone 2 (International) / Validity : None Ex nA G Zone 2 (United Kingdom) / Validity : None Ex ia G Zone 0 (Europa) / Validity : None Ex ia G Zone 0 (International) / Validity : None Ex ia G Zone 0 (Korea) / Validity : None Ex ia G Zone 0 (North America) / Validity : None Ex ia G Zone 0 (United Kingdom) / Validity : None Ex nA G Zone 2 (Europa) / Validity : None Ex nA G Zone 2 (International) / Validity : None Ex nA G Zone 2 (United Kingdom) / Validity : None Ex ia G Zone 0 (Europa) / Validity : None Ex ia G Zone 0 (International) / Validity : None Ex ia G Zone 0 (Korea) / Validity : None Ex ia G Zone 0 (North America) / Validity : None Ex ia G Zone 0 (United Kingdom) / Validity : None Ex nA G Zone 2 (Europa) / Validity : None Ex nA G Zone 2 (International) / Validity : None Ex nA G Zone 2 (United Kingdom) / Validity : None Ex ia G Zone 0 (Europa) / Validity : None Ex ia G Zone 0 (International) / Validity : None Ex ia G Zone 0 (Korea) / Validity : None Ex ia G Zone 0 (North America) / Validity : None Ex ia G Zone 0 (United Kingdom) / Validity : None Ex nA G Zone 2 (Europa) / Validity : None Ex nA G Zone 2 (International) / Validity : None Ex nA G Zone 2 (United Kingdom) / Validity : None Ex ia G Zone 0 (Europa) / Validity : None Ex ia G Zone 0 (International) / Validity : None Ex ia G Zone 0 (Korea) / Validity : None Ex ia G Zone 0 (North America) / Validity : None Ex ia G Zone 0 (United Kingdom) / Validity : None Ex nA G Zone 2 (Europa) / Validity : None Ex nA G Zone 2 (International) / Validity : None Ex nA G Zone 2 (United Kingdom) / Validity : None Ex ia G Zone 0 (Europa) / Validity : None Ex ia G Zone 0 (International) / Validity : None Ex ia G Zone 0 (Korea) / Validity : None Ex ia G Zone 0 (North America) / Validity : None Ex ia G Zone 0 (United Kingdom) / Validity : None Ex nA G Zone 2 (Europa) / Validity : None Ex nA G Zone 2 (International) / Validity : None Ex nA G Zone 2 (United Kingdom) / Validity : None Ex ia G Zone 0 (Europa) / Validity : None Ex ia G Zone 0 (International) / Validity : None Ex ia G Zone 0 (Korea) / Validity : None Ex ia G Zone 0 (North America) / Validity : None Ex ia G Zone 0 (United Kingdom) / Validity : None Ex nA G Zone 2 (Europa) / Validity : None Ex nA G Zone 2 (International) / Validity : None Ex nA G Zone 2 (United Kingdom) / Validity : None Ex ia G Zone 0 (Europa) / Validity : None Ex ia G Zone 0 (International) / Validity : None Ex ia G Zone 0 (Korea) / Validity : None Ex ia G Zone 0 (North America) / Validity : None Ex ia G Zone 0 (United Kingdom) / Validity : None Ex nA G Zone 2 (Europa) / Validity : None Ex nA G Zone 2 (International) / Validity : None Ex nA G Zone 2 (United Kingdom) / Validity : None Ex ia G Zone 0 (Europa) / Validity : None Ex ia G Zone 0 (International) / Validity : None Ex ia G Zone 0 (Korea) / Validity : None Ex ia G Zone 0 (North America) / Validity : None Ex ia G Zone 0 (United Kingdom) / Validity : None Ex nA G Zone 2 (Europa) / Validity : None Ex nA G Zone 2 (International) / Validity : None Ex nA G Zone 2 (United Kingdom) / Validity : None Ex ia G Zone 0 (Europa) / Validity : None Ex ia G Zone 0 (International) / Validity : None Ex ia G Zone 0 (Korea) / Validity : None Ex ia G Zone 0 (North America) / Validity : None Ex ia G Zone 0 (United Kingdom) / Validity : None Ex nA G Zone 2 (Europa) / Validity : None Ex nA G Zone 2 (International) / Validity : None Ex nA G Zone 2 (United Kingdom) / Validity : None Ex ia G Zone 0 (Europa) / Validity : None Ex ia G Zone 0 (International) / Validity : None Ex ia G Zone 0 (Korea) / Validity : None Ex ia G Zone 0 (North America) / Validity : None Ex ia G Zone 0 (United Kingdom) / Validity : None Ex nA G Zone 2 (Europa) / Validity : None Ex nA G Zone 2 (International) / Validity : None Ex nA G Zone 2 (United Kingdom) / Validity : None Ex ia G Zone 0 (Europa) / Validity : None Ex ia G Zone 0 (International) / Validity : None Ex ia G Zone 0 (Korea) / Validity : None Ex ia G Zone 0 (North America) / Validity : None Ex ia G Zone 0 (United Kingdom) / Validity : None Ex nA G Zone 2 (Europa) / Validity : None Ex nA G Zone 2 (International) / Validity : None Ex nA G Zone 2 (United Kingdom) / Validity : None Ex ia G Zone 0 (Europa) / Validity : None Ex ia G Zone 0 (International) / Validity : None Ex ia G Zone 0 (Korea) / Validity : None Ex ia G Zone 0 (North America) / Validity : None Ex ia G Zone 0 (United Kingdom) / Validity : None Ex nA G Zone 2 (Europa) / Validity : None Ex nA G Zone 2 (International) / Validity : None Ex nA G Zone 2 (United Kingdom) / Validity : None Ex ia G Zone 0 (Europa) / Validity : None Ex ia G Zone 0 (International) / Validity : None Ex ia G Zone 0 (Korea) / Validity : None Ex ia G Zone 0 (North America) / Validity : None Ex ia G Zone 0 (United Kingdom) / Validity : None Ex nA G Zone 2 (Europa) / Validity : None Ex nA G Zone 2 (International) / Validity : None Ex nA G Zone 2 (United Kingdom) / Validity : None Ex ia G Zone 0 (Europa) / Validity : None Ex ia G Zone 0 (International) / Validity : None Ex ia G Zone 0 (Korea) / Validity : None Ex ia G Zone 0 (North America) / Validity : None Ex ia G Zone 0 (United Kingdom) / Validity : None Ex nA G Zone 2 (Europa) / Validity : None Ex nA G Zone 2 (International) / Validity : None Ex nA G Zone 2 (United Kingdom) / Validity : None Ex ia G Zone 0 (Europa) / Validity : None Ex ia G Zone 0 (International) / Validity : None Ex ia G Zone 0 (North America) / Validity : None Ex ia G Zone 0 (United Kingdom) / Validity : None Ex nA G Zone 2 (Europa) / Validity : None Ex nA G Zone 2 (International) / Validity : None Ex nA G Zone 2 (United Kingdom) / Validity : None Ex ia G Zone 0 (Europa) / Validity : None Ex ia G Zone 0 (International) / Validity : None Ex ia G Zone 0 (North America) / Validity : None Ex ia G Zone 0 (United Kingdom) / Validity : None Ex nA G Zone 2 (Europa) / Validity : None Ex nA G Zone 2 (International) / Validity : None Ex nA G Zone 2 (United Kingdom) / Validity : None Ex ia G Zone 0 (Europa) / Validity : None Ex ia G Zone 0 (International) / Validity : None Ex ia G Zone 0 (North America) / Validity : None Ex ia G Zone 0 (United Kingdom) / Validity : None Ex nA G Zone 2 (Europa) / Validity : None Ex nA G Zone 2 (International) / Validity : None Ex nA G Zone 2 (United Kingdom) / Validity : None Ex ia G Zone 0 (Europa) / Validity : None Ex ia G Zone 0 (International) / Validity : None Ex ia G Zone 0 (North America) / Validity : None Ex ia G Zone 0 (United Kingdom) / Validity : None Ex nA G Zone 2 (Europa) / Validity : None Ex nA G Zone 2 (International) / Validity : None Ex nA G Zone 2 (United Kingdom) / Validity : None Ex ia G Zone 0 (Europa) / Validity : None Ex ia G Zone 0 (International) / Validity : None Ex ia G Zone 0 (Korea) / Validity : None Ex ia G Zone 0 (North America) / Validity : None Ex ia G Zone 0 (United Kingdom) / Validity : None Ex nA G Zone 2 (Europa) / Validity : None Ex nA G Zone 2 (International) / Validity : None Ex nA G Zone 2 (United Kingdom) / Validity : None Ex ia G Zone 0 (Europa) / Validity : None Ex ia G Zone 0 (International) / Validity : None Ex ia G Zone 0 (Korea) / Validity : None Ex ia G Zone 0 (North America) / Validity : None Ex ia G Zone 0 (United Kingdom) / Validity : None Ex nA G Zone 2 (Europa) / Validity : None Ex nA G Zone 2 (International) / Validity : None Ex nA G Zone 2 (United Kingdom) / Validity : None Ex ia G Zone 0 (Europa) / Validity : None Ex ia G Zone 0 (International) / Validity : None Ex ia G Zone 0 (Korea) / Validity : None Ex ia G Zone 0 (North America) / Validity : None Ex ia G Zone 0 (United Kingdom) / Validity : None Ex nA G Zone 2 (Europa) / Validity : None Ex nA G Zone 2 (International) / Validity : None Ex nA G Zone 2 (United Kingdom) / Validity : None Ex ia G Zone 0 (Europa) / Validity : None Ex ia G Zone 0 (International) / Validity : None Ex ia G Zone 0 (Korea) / Validity : None Ex ia G Zone 0 (North America) / Validity : None Ex ia G Zone 0 (United Kingdom) / Validity : None Ex nA G Zone 2 (Europa) / Validity : None Ex nA G Zone 2 (International) / Validity : None Ex nA G Zone 2 (United Kingdom) / Validity : None Ex ia G Zone 0 (Europa) / Validity : None Ex ia G Zone 0 (International) / Validity : None Ex ia G Zone 0 (Korea) / Validity : None Ex ia G Zone 0 (North America) / Validity : None Ex ia G Zone 0 (United Kingdom) / Validity : None Ex nA G Zone 2 (Europa) / Validity : None Ex nA G Zone 2 (International) / Validity : None Ex nA G Zone 2 (United Kingdom) / Validity : None Ex ia G Zone 0 (Europa) / Validity : None Ex ia G Zone 0 (International) / Validity : None Ex ia G Zone 0 (Korea) / Validity : None Ex ia G Zone 0 (North America) / Validity : None Ex ia G Zone 0 (United Kingdom) / Validity : None Ex ib G Zone 1 (Japan) / Validity : 22.08.2025 Ex nA G Zone 2 (Europa) / Validity : None Ex nA G Zone 2 (International) / Validity : None Ex nA G Zone 2 (United Kingdom) / Validity : None Ex ia G Zone 0 (Europa) / Validity : None Ex ia G Zone 0 (International) / Validity : None Ex ia G Zone 0 (Korea) / Validity : None Ex ia G Zone 0 (North America) / Validity : None Ex ia G Zone 0 (United Kingdom) / Validity : None Ex nA G Zone 2 (Europa) / Validity : None Ex nA G Zone 2 (International) / Validity : None Ex nA G Zone 2 (United Kingdom) / Validity : None Ex ia G Zone 0 (Europa) / Validity : None Ex ia G Zone 0 (International) / Validity : None Ex ia G Zone 0 (Korea) / Validity : None Ex ia G Zone 0 (North America) / Validity : None Ex ia G Zone 0 (United Kingdom) / Validity : None Ex nA G Zone 2 (Europa) / Validity : None Ex nA G Zone 2 (International) / Validity : None Ex nA G Zone 2 (United Kingdom) / Validity : None Ex ia G Zone 0 (Europa) / Validity : None Ex ia G Zone 0 (International) / Validity : None Ex ia G Zone 0 (Korea) / Validity : None Ex ia G Zone 0 (North America) / Validity : None Ex ia G Zone 0 (United Kingdom) / Validity : None Ex ib G Zone 1 (Japan) / Validity : 24.05.2024 Ex nA G Zone 2 (Europa) / Validity : None Ex nA G Zone 2 (International) / Validity : None Ex nA G Zone 2 (United Kingdom) / Validity : None Ex ia G Zone 0 (Europa) / Validity : None Ex ia G Zone 0 (International) / Validity : None Ex ia G Zone 0 (Korea) / Validity : None Ex ia G Zone 0 (North America) / Validity : None Ex ia G Zone 0 (United Kingdom) / Validity : None Ex nA G Zone 2 (Europa) / Validity : None Ex nA G Zone 2 (International) / Validity : None Ex nA G Zone 2 (United Kingdom) / Validity : None Ex ia G Zone 0 (Europa) / Validity : None Ex ia G Zone 0 (International) / Validity : None Ex ia G Zone 0 (Korea) / Validity : None Ex ia G Zone 0 (North America) / Validity : None Ex ia G Zone 0 (United Kingdom) / Validity : None Ex nA G Zone 2 (Europa) / Validity : None Ex nA G Zone 2 (International) / Validity : None Ex nA G Zone 2 (United Kingdom) / Validity : None Ex ia G Zone 0 (Europa) / Validity : None Ex ia G Zone 0 (International) / Validity : None Ex ia G Zone 0 (Korea) / Validity : None Ex ia G Zone 0 (North America) / Validity : None Ex ia G Zone 0 (United Kingdom) / Validity : None Ex nA G Zone 2 (Europa) / Validity : None Ex nA G Zone 2 (International) / Validity : None Ex nA G Zone 2 (United Kingdom) / Validity : None Ex ia G Zone 0 (Europa) / Validity : None Ex ia G Zone 0 (International) / Validity : None Ex ia G Zone 0 (Korea) / Validity : None Ex ia G Zone 0 (North America) / Validity : None Ex ia G Zone 0 (United Kingdom) / Validity : None Ex nA G Zone 2 (Europa) / Validity : None Ex nA G Zone 2 (International) / Validity : None Ex nA G Zone 2 (United Kingdom) / Validity : None Ex ia G Zone 0 (Europa) / Validity : None Ex ia G Zone 0 (International) / Validity : None Ex ia G Zone 0 (Korea) / Validity : None Ex ia G Zone 0 (North America) / Validity : None Ex ia G Zone 0 (United Kingdom) / Validity : None Ex nA G Zone 2 (Europa) / Validity : None Ex nA G Zone 2 (International) / Validity : None Ex nA G Zone 2 (United Kingdom) / Validity : None Ex ia G Zone 0 (Europa) / Validity : None Ex ia G Zone 0 (International) / Validity : None Ex ia G Zone 0 (Korea) / Validity : None Ex ia G Zone 0 (North America) / Validity : None Ex ia G Zone 0 (United Kingdom) / Validity : None Ex nA G Zone 2 (Europa) / Validity : None Ex nA G Zone 2 (International) / Validity : None Ex nA G Zone 2 (United Kingdom) / Validity : None Ex ia G Zone 0 (Europa) / Validity : None Ex ia G Zone 0 (International) / Validity : None Ex ia G Zone 0 (Korea) / Validity : None Ex ia G Zone 0 (North America) / Validity : None Ex ia G Zone 0 (United Kingdom) / Validity : None Ex nA G Zone 2 (Europa) / Validity : None Ex nA G Zone 2 (International) / Validity : None Ex nA G Zone 2 (United Kingdom) / Validity : None Ex ia G Zone 0 (Europa) / Validity : None Ex ia G Zone 0 (International) / Validity : None Ex ia G Zone 0 (Korea) / Validity : None Ex ia G Zone 0 (North America) / Validity : None Ex ia G Zone 0 (United Kingdom) / Validity : None Ex nA G Zone 2 (Europa) / Validity : None Ex nA G Zone 2 (International) / Validity : None Ex nA G Zone 2 (United Kingdom) / Validity : None Ex ia G Zone 0 (Europa) / Validity : None Ex ia G Zone 0 (International) / Validity : None Ex ia G Zone 0 (Korea) / Validity : None Ex ia G Zone 0 (North America) / Validity : None Ex ia G Zone 0 (United Kingdom) / Validity : None Ex nA G Zone 2 (Europa) / Validity : None Ex nA G Zone 2 (International) / Validity : None Ex nA G Zone 2 (United Kingdom) / Validity : None Ex ia G Zone 0 (Europa) / Validity : None Ex ia G Zone 0 (International) / Validity : None Ex ia G Zone 0 (Korea) / Validity : None Ex ia G Zone 0 (North America) / Validity : None Ex ia G Zone 0 (United Kingdom) / Validity : None Ex nA G Zone 2 (Europa) / Validity : None Ex nA G Zone 2 (International) / Validity : None Ex nA G Zone 2 (United Kingdom) / Validity : None Ex ia G Zone 0 (Europa) / Validity : None Ex ia G Zone 0 (International) / Validity : None Ex ia G Zone 0 (Korea) / Validity : None Ex ia G Zone 0 (North America) / Validity : None Ex ia G Zone 0 (United Kingdom) / Validity : None Ex nA G Zone 2 (Europa) / Validity : None Ex nA G Zone 2 (International) / Validity : None Ex nA G Zone 2 (United Kingdom) / Validity : None Ex ia G Zone 0 (Europa) / Validity : None Ex ia G Zone 0 (International) / Validity : None Ex ia G Zone 0 (Korea) / Validity : None Ex ia G Zone 0 (North America) / Validity : None Ex ia G Zone 0 (United Kingdom) / Validity : None Ex nA G Zone 2 (Europa) / Validity : None Ex nA G Zone 2 (International) / Validity : None Ex nA G Zone 2 (United Kingdom) / Validity : None Ex ia G Zone 0 (Europa) / Validity : None Ex ia G Zone 0 (International) / Validity : None Ex ia G Zone 0 (Korea) / Validity : None Ex ia G Zone 0 (North America) / Validity : None Ex ia G Zone 0 (United Kingdom) / Validity : None Ex nA G Zone 2 (Europa) / Validity : None Ex nA G Zone 2 (International) / Validity : None Ex nA G Zone 2 (United Kingdom) / Validity : None Ex ia G Zone 0 (Europa) / Validity : None Ex ia G Zone 0 (International) / Validity : None Ex ia G Zone 0 (Korea) / Validity : None Ex ia G Zone 0 (North America) / Validity : None Ex ia G Zone 0 (United Kingdom) / Validity : None Ex nA G Zone 2 (Europa) / Validity : None Ex nA G Zone 2 (International) / Validity : None Ex nA G Zone 2 (United Kingdom) / Validity : None Ex ia G Zone 0 (Europa) / Validity : None Ex ia G Zone 0 (International) / Validity : None Ex ia G Zone 0 (Korea) / Validity : None Ex ia G Zone 0 (North America) / Validity : None Ex ia G Zone 0 (United Kingdom) / Validity : None Ex nA G Zone 2 (Europa) / Validity : None Ex nA G Zone 2 (International) / Validity : None Ex nA G Zone 2 (United Kingdom) / Validity : None Ex ia G Zone 0 (Europa) / Validity : None Ex ia G Zone 0 (International) / Validity : None Ex ia G Zone 0 (Korea) / Validity : None Ex ia G Zone 0 (North America) / Validity : None Ex ia G Zone 0 (United Kingdom) / Validity : None Ex nA G Zone 2 (Europa) / Validity : None Ex nA G Zone 2 (International) / Validity : None Ex nA G Zone 2 (United Kingdom) / Validity : None Ex ia G Zone 0 (Europa) / Validity : None Ex ia G Zone 0 (International) / Validity : None Ex ia G Zone 0 (Korea) / Validity : None Ex ia G Zone 0 (North America) / Validity : None Ex ia G Zone 0 (United Kingdom) / Validity : None Ex nA G Zone 2 (Europa) / Validity : None Ex nA G Zone 2 (International) / Validity : None Ex nA G Zone 2 (United Kingdom) / Validity : None Ex ia G Zone 0 (Europa) / Validity : None Ex ia G Zone 0 (International) / Validity : None Ex ia G Zone 0 (Korea) / Validity : None Ex ia G Zone 0 (North America) / Validity : None Ex ia G Zone 0 (United Kingdom) / Validity : None Ex nA G Zone 2 (Europa) / Validity : None Ex nA G Zone 2 (International) / Validity : None Ex nA G Zone 2 (United Kingdom) / Validity : None Ex ia G Zone 0 (Europa) / Validity : None Ex ia G Zone 0 (International) / Validity : None Ex ia G Zone 0 (North America) / Validity : None Ex ia G Zone 0 (United Kingdom) / Validity : None Ex nA G Zone 2 (Europa) / Validity : None Ex nA G Zone 2 (International) / Validity : None Ex nA G Zone 2 (United Kingdom) / Validity : None Ex ia G Zone 0 (Europa) / Validity : None Ex ia G Zone 0 (International) / Validity : None Ex ia G Zone 0 (North America) / Validity : None Ex ia G Zone 0 (United Kingdom) / Validity : None Ex nA G Zone 2 (Europa) / Validity : None Ex nA G Zone 2 (International) / Validity : None Ex nA G Zone 2 (United Kingdom) / Validity : None Ex ia G Zone 0 (Europa) / Validity : None Ex ia G Zone 0 (International) / Validity : None Ex ia G Zone 0 (North America) / Validity : None Ex ia G Zone 0 (United Kingdom) / Validity : None Ex nA G Zone 2 (Europa) / Validity : None Ex nA G Zone 2 (International) / Validity : None Ex nA G Zone 2 (United Kingdom) / Validity : None Ex ia G Zone 0 (Europa) / Validity : None Ex ia G Zone 0 (International) / Validity : None Ex ia G Zone 0 (Korea) / Validity : None Ex ia G Zone 0 (North America) / Validity : None Ex ia G Zone 0 (United Kingdom) / Validity : None Ex nA G Zone 2 (Europa) / Validity : None Ex nA G Zone 2 (International) / Validity : None Ex nA G Zone 2 (United Kingdom) / Validity : None Ex ia G Zone 0 (Europa) / Validity : None Ex ia G Zone 0 (International) / Validity : None Ex ia G Zone 0 (North America) / Validity : None Ex ia G Zone 0 (Russia, Belarus, Kyrgyzstan, Armenia, Kazakhstan) / Validity : 18.02.2026 Ex nA G Zone 2 (Europa) / Validity : None Ex nA G Zone 2 (International) / Validity : None Ex nA G Zone 2 (North America) / Validity : None Ex nA G Zone 2 (Russia, Belarus, Kyrgyzstan, Armenia, Kazakhstan) / Validity : 18.02.2026
CP502-041 | 143-502-000-04x | CP502-041 Piezoelectric Dynamic Pressure Sensor | VM-Lemo type 0 connector, 5 m integral MI cable | CPxxx, IPC707, GSI127, EC153, MA104, MA Seal, ABAxxx, JB105, JB116 | Ex ia G Zone 0 (Europa) / Validity : None Ex ia G Zone 0 (International) / Validity : None Ex ia G Zone 0 (Korea) / Validity : None Ex ia G Zone 0 (North America) / Validity : None Ex ia G Zone 0 (United Kingdom) / Validity : None Ex nA G Zone 2 (Europa) / Validity : None Ex nA G Zone 2 (International) / Validity : None Ex nA G Zone 2 (United Kingdom) / Validity : None Ex ia G Zone 0 (Europa) / Validity : None Ex ia G Zone 0 (International) / Validity : None Ex ia G Zone 0 (Korea) / Validity : None Ex ia G Zone 0 (North America) / Validity : None Ex ia G Zone 0 (United Kingdom) / Validity : None Ex nA G Zone 2 (Europa) / Validity : None Ex nA G Zone 2 (International) / Validity : None Ex nA G Zone 2 (United Kingdom) / Validity : None Ex ia G Zone 0 (Europa) / Validity : None Ex ia G Zone 0 (International) / Validity : None Ex ia G Zone 0 (Korea) / Validity : None Ex ia G Zone 0 (North America) / Validity : None Ex ia G Zone 0 (United Kingdom) / Validity : None Ex nA G Zone 2 (Europa) / Validity : None Ex nA G Zone 2 (International) / Validity : None Ex nA G Zone 2 (United Kingdom) / Validity : None Ex ia G Zone 0 (Europa) / Validity : None Ex ia G Zone 0 (International) / Validity : None Ex ia G Zone 0 (Korea) / Validity : None Ex ia G Zone 0 (North America) / Validity : None Ex ia G Zone 0 (United Kingdom) / Validity : None Ex nA G Zone 2 (Europa) / Validity : None Ex nA G Zone 2 (International) / Validity : None Ex nA G Zone 2 (United Kingdom) / Validity : None Ex ia G Zone 0 (Europa) / Validity : None Ex ia G Zone 0 (International) / Validity : None Ex ia G Zone 0 (Korea) / Validity : None Ex ia G Zone 0 (North America) / Validity : None Ex ia G Zone 0 (United Kingdom) / Validity : None Ex nA G Zone 2 (Europa) / Validity : None Ex nA G Zone 2 (International) / Validity : None Ex nA G Zone 2 (United Kingdom) / Validity : None Ex ia G Zone 0 (Europa) / Validity : None Ex ia G Zone 0 (International) / Validity : None Ex ia G Zone 0 (Korea) / Validity : None Ex ia G Zone 0 (North America) / Validity : None Ex ia G Zone 0 (United Kingdom) / Validity : None Ex nA G Zone 2 (Europa) / Validity : None Ex nA G Zone 2 (International) / Validity : None Ex nA G Zone 2 (United Kingdom) / Validity : None Ex ia G Zone 0 (Europa) / Validity : None Ex ia G Zone 0 (International) / Validity : None Ex ia G Zone 0 (Korea) / Validity : None Ex ia G Zone 0 (North America) / Validity : None Ex ia G Zone 0 (United Kingdom) / Validity : None Ex nA G Zone 2 (Europa) / Validity : None Ex nA G Zone 2 (International) / Validity : None Ex nA G Zone 2 (United Kingdom) / Validity : None Ex ia G Zone 0 (Europa) / Validity : None Ex ia G Zone 0 (International) / Validity : None Ex ia G Zone 0 (Korea) / Validity : None Ex ia G Zone 0 (North America) / Validity : None Ex ia G Zone 0 (United Kingdom) / Validity : None Ex nA G Zone 2 (Europa) / Validity : None Ex nA G Zone 2 (International) / Validity : None Ex nA G Zone 2 (United Kingdom) / Validity : None Ex ia G Zone 0 (Europa) / Validity : None Ex ia G Zone 0 (International) / Validity : None Ex ia G Zone 0 (Korea) / Validity : None Ex ia G Zone 0 (North America) / Validity : None Ex ia G Zone 0 (United Kingdom) / Validity : None Ex nA G Zone 2 (Europa) / Validity : None Ex nA G Zone 2 (International) / Validity : None Ex nA G Zone 2 (United Kingdom) / Validity : None Ex ia G Zone 0 (Europa) / Validity : None Ex ia G Zone 0 (International) / Validity : None Ex ia G Zone 0 (Korea) / Validity : None Ex ia G Zone 0 (North America) / Validity : None Ex ia G Zone 0 (United Kingdom) / Validity : None Ex nA G Zone 2 (Europa) / Validity : None Ex nA G Zone 2 (International) / Validity : None Ex nA G Zone 2 (United Kingdom) / Validity : None Ex ia G Zone 0 (Europa) / Validity : None Ex ia G Zone 0 (International) / Validity : None Ex ia G Zone 0 (Korea) / Validity : None Ex ia G Zone 0 (North America) / Validity : None Ex ia G Zone 0 (United Kingdom) / Validity : None Ex nA G Zone 2 (Europa) / Validity : None Ex nA G Zone 2 (International) / Validity : None Ex nA G Zone 2 (United Kingdom) / Validity : None Ex ia G Zone 0 (Europa) / Validity : None Ex ia G Zone 0 (International) / Validity : None Ex ia G Zone 0 (Korea) / Validity : None Ex ia G Zone 0 (North America) / Validity : None Ex ia G Zone 0 (United Kingdom) / Validity : None Ex nA G Zone 2 (Europa) / Validity : None Ex nA G Zone 2 (International) / Validity : None Ex nA G Zone 2 (United Kingdom) / Validity : None Ex ia G Zone 0 (Europa) / Validity : None Ex ia G Zone 0 (International) / Validity : None Ex ia G Zone 0 (Korea) / Validity : None Ex ia G Zone 0 (North America) / Validity : None Ex ia G Zone 0 (United Kingdom) / Validity : None Ex nA G Zone 2 (Europa) / Validity : None Ex nA G Zone 2 (International) / Validity : None Ex nA G Zone 2 (United Kingdom) / Validity : None Ex ia G Zone 0 (Europa) / Validity : None Ex ia G Zone 0 (International) / Validity : None Ex ia G Zone 0 (Korea) / Validity : None Ex ia G Zone 0 (North America) / Validity : None Ex ia G Zone 0 (United Kingdom) / Validity : None Ex nA G Zone 2 (Europa) / Validity : None Ex nA G Zone 2 (International) / Validity : None Ex nA G Zone 2 (United Kingdom) / Validity : None Ex ia G Zone 0 (Europa) / Validity : None Ex ia G Zone 0 (International) / Validity : None Ex ia G Zone 0 (Korea) / Validity : None Ex ia G Zone 0 (North America) / Validity : None Ex ia G Zone 0 (United Kingdom) / Validity : None Ex nA G Zone 2 (Europa) / Validity : None Ex nA G Zone 2 (International) / Validity : None Ex nA G Zone 2 (United Kingdom) / Validity : None Ex ia G Zone 0 (Europa) / Validity : None Ex ia G Zone 0 (International) / Validity : None Ex ia G Zone 0 (Korea) / Validity : None Ex ia G Zone 0 (North America) / Validity : None Ex ia G Zone 0 (United Kingdom) / Validity : None Ex nA G Zone 2 (Europa) / Validity : None Ex nA G Zone 2 (International) / Validity : None Ex nA G Zone 2 (United Kingdom) / Validity : None Ex ia G Zone 0 (Europa) / Validity : None Ex ia G Zone 0 (International) / Validity : None Ex ia G Zone 0 (Korea) / Validity : None Ex ia G Zone 0 (North America) / Validity : None Ex ia G Zone 0 (United Kingdom) / Validity : None Ex nA G Zone 2 (Europa) / Validity : None Ex nA G Zone 2 (International) / Validity : None Ex nA G Zone 2 (United Kingdom) / Validity : None Ex ia G Zone 0 (Europa) / Validity : None Ex ia G Zone 0 (International) / Validity : None Ex ia G Zone 0 (Korea) / Validity : None Ex ia G Zone 0 (North America) / Validity : None Ex ia G Zone 0 (United Kingdom) / Validity : None Ex nA G Zone 2 (Europa) / Validity : None Ex nA G Zone 2 (International) / Validity : None Ex nA G Zone 2 (United Kingdom) / Validity : None Ex ia G Zone 0 (Europa) / Validity : None Ex ia G Zone 0 (International) / Validity : None Ex ia G Zone 0 (Korea) / Validity : None Ex ia G Zone 0 (North America) / Validity : None Ex ia G Zone 0 (United Kingdom) / Validity : None Ex nA G Zone 2 (Europa) / Validity : None Ex nA G Zone 2 (International) / Validity : None Ex nA G Zone 2 (United Kingdom) / Validity : None Ex ia G Zone 0 (Europa) / Validity : None Ex ia G Zone 0 (International) / Validity : None Ex ia G Zone 0 (Korea) / Validity : None Ex ia G Zone 0 (North America) / Validity : None Ex ia G Zone 0 (United Kingdom) / Validity : None Ex nA G Zone 2 (Europa) / Validity : None Ex nA G Zone 2 (International) / Validity : None Ex nA G Zone 2 (United Kingdom) / Validity : None Ex ia G Zone 0 (Europa) / Validity : None Ex ia G Zone 0 (International) / Validity : None Ex ia G Zone 0 (Korea) / Validity : None Ex ia G Zone 0 (North America) / Validity : None Ex ia G Zone 0 (United Kingdom) / Validity : None Ex nA G Zone 2 (Europa) / Validity : None Ex nA G Zone 2 (International) / Validity : None Ex nA G Zone 2 (United Kingdom) / Validity : None Ex ia G Zone 0 (Europa) / Validity : None Ex ia G Zone 0 (International) / Validity : None Ex ia G Zone 0 (Korea) / Validity : None Ex ia G Zone 0 (North America) / Validity : None Ex ia G Zone 0 (United Kingdom) / Validity : None Ex nA G Zone 2 (Europa) / Validity : None Ex nA G Zone 2 (International) / Validity : None Ex nA G Zone 2 (United Kingdom) / Validity : None Ex ia G Zone 0 (Europa) / Validity : None Ex ia G Zone 0 (International) / Validity : None Ex ia G Zone 0 (Korea) / Validity : None Ex ia G Zone 0 (North America) / Validity : None Ex ia G Zone 0 (United Kingdom) / Validity : None Ex nA G Zone 2 (Europa) / Validity : None Ex nA G Zone 2 (International) / Validity : None Ex nA G Zone 2 (United Kingdom) / Validity : None Ex ia G Zone 0 (Europa) / Validity : None Ex ia G Zone 0 (International) / Validity : None Ex ia G Zone 0 (Korea) / Validity : None Ex ia G Zone 0 (North America) / Validity : None Ex ia G Zone 0 (United Kingdom) / Validity : None Ex nA G Zone 2 (Europa) / Validity : None Ex nA G Zone 2 (International) / Validity : None Ex nA G Zone 2 (United Kingdom) / Validity : None Ex ia G Zone 0 (Europa) / Validity : None Ex ia G Zone 0 (International) / Validity : None Ex ia G Zone 0 (Korea) / Validity : None Ex ia G Zone 0 (North America) / Validity : None Ex ia G Zone 0 (United Kingdom) / Validity : None Ex nA G Zone 2 (Europa) / Validity : None Ex nA G Zone 2 (International) / Validity : None Ex nA G Zone 2 (United Kingdom) / Validity : None Ex ia G Zone 0 (Europa) / Validity : None Ex ia G Zone 0 (International) / Validity : None Ex ia G Zone 0 (North America) / Validity : None Ex ia G Zone 0 (United Kingdom) / Validity : None Ex nA G Zone 2 (Europa) / Validity : None Ex nA G Zone 2 (International) / Validity : None Ex nA G Zone 2 (United Kingdom) / Validity : None Ex ia G Zone 0 (Europa) / Validity : None Ex ia G Zone 0 (International) / Validity : None Ex ia G Zone 0 (North America) / Validity : None Ex ia G Zone 0 (United Kingdom) / Validity : None Ex nA G Zone 2 (Europa) / Validity : None Ex nA G Zone 2 (International) / Validity : None Ex nA G Zone 2 (United Kingdom) / Validity : None Ex ia G Zone 0 (Europa) / Validity : None Ex ia G Zone 0 (International) / Validity : None Ex ia G Zone 0 (North America) / Validity : None Ex ia G Zone 0 (United Kingdom) / Validity : None Ex nA G Zone 2 (Europa) / Validity : None Ex nA G Zone 2 (International) / Validity : None Ex nA G Zone 2 (United Kingdom) / Validity : None Ex ia G Zone 0 (Europa) / Validity : None Ex ia G Zone 0 (International) / Validity : None Ex ia G Zone 0 (North America) / Validity : None Ex ia G Zone 0 (United Kingdom) / Validity : None Ex nA G Zone 2 (Europa) / Validity : None Ex nA G Zone 2 (International) / Validity : None Ex nA G Zone 2 (United Kingdom) / Validity : None Ex ia G Zone 0 (Europa) / Validity : None Ex ia G Zone 0 (International) / Validity : None Ex ia G Zone 0 (Korea) / Validity : None Ex ia G Zone 0 (North America) / Validity : None Ex ia G Zone 0 (United Kingdom) / Validity : None Ex nA G Zone 2 (Europa) / Validity : None Ex nA G Zone 2 (International) / Validity : None Ex nA G Zone 2 (United Kingdom) / Validity : None Ex ia G Zone 0 (Europa) / Validity : None Ex ia G Zone 0 (International) / Validity : None Ex ia G Zone 0 (Korea) / Validity : None Ex ia G Zone 0 (North America) / Validity : None Ex ia G Zone 0 (United Kingdom) / Validity : None Ex nA G Zone 2 (Europa) / Validity : None Ex nA G Zone 2 (International) / Validity : None Ex nA G Zone 2 (United Kingdom) / Validity : None Ex ia G Zone 0 (Europa) / Validity : None Ex ia G Zone 0 (International) / Validity : None Ex ia G Zone 0 (Korea) / Validity : None Ex ia G Zone 0 (North America) / Validity : None Ex ia G Zone 0 (United Kingdom) / Validity : None Ex nA G Zone 2 (Europa) / Validity : None Ex nA G Zone 2 (International) / Validity : None Ex nA G Zone 2 (United Kingdom) / Validity : None Ex ia G Zone 0 (Europa) / Validity : None Ex ia G Zone 0 (International) / Validity : None Ex ia G Zone 0 (Korea) / Validity : None Ex ia G Zone 0 (North America) / Validity : None Ex ia G Zone 0 (United Kingdom) / Validity : None Ex nA G Zone 2 (Europa) / Validity : None Ex nA G Zone 2 (International) / Validity : None Ex nA G Zone 2 (United Kingdom) / Validity : None Ex ia G Zone 0 (Europa) / Validity : None Ex ia G Zone 0 (International) / Validity : None Ex ia G Zone 0 (Korea) / Validity : None Ex ia G Zone 0 (North America) / Validity : None Ex ia G Zone 0 (United Kingdom) / Validity : None Ex nA G Zone 2 (Europa) / Validity : None Ex nA G Zone 2 (International) / Validity : None Ex nA G Zone 2 (United Kingdom) / Validity : None Ex ia G Zone 0 (Europa) / Validity : None Ex ia G Zone 0 (International) / Validity : None Ex ia G Zone 0 (Korea) / Validity : None Ex ia G Zone 0 (North America) / Validity : None Ex ia G Zone 0 (United Kingdom) / Validity : None Ex ib G Zone 1 (Japan) / Validity : 22.08.2025 Ex nA G Zone 2 (Europa) / Validity : None Ex nA G Zone 2 (International) / Validity : None Ex nA G Zone 2 (United Kingdom) / Validity : None Ex ia G Zone 0 (Europa) / Validity : None Ex ia G Zone 0 (International) / Validity : None Ex ia G Zone 0 (Korea) / Validity : None Ex ia G Zone 0 (North America) / Validity : None Ex ia G Zone 0 (United Kingdom) / Validity : None Ex nA G Zone 2 (Europa) / Validity : None Ex nA G Zone 2 (International) / Validity : None Ex nA G Zone 2 (United Kingdom) / Validity : None Ex ia G Zone 0 (Europa) / Validity : None Ex ia G Zone 0 (International) / Validity : None Ex ia G Zone 0 (Korea) / Validity : None Ex ia G Zone 0 (North America) / Validity : None Ex ia G Zone 0 (United Kingdom) / Validity : None Ex nA G Zone 2 (Europa) / Validity : None Ex nA G Zone 2 (International) / Validity : None Ex nA G Zone 2 (United Kingdom) / Validity : None Ex ia G Zone 0 (Europa) / Validity : None Ex ia G Zone 0 (International) / Validity : None Ex ia G Zone 0 (Korea) / Validity : None Ex ia G Zone 0 (North America) / Validity : None Ex ia G Zone 0 (United Kingdom) / Validity : None Ex ib G Zone 1 (Japan) / Validity : 24.05.2024 Ex nA G Zone 2 (Europa) / Validity : None Ex nA G Zone 2 (International) / Validity : None Ex nA G Zone 2 (United Kingdom) / Validity : None Ex ia G Zone 0 (Europa) / Validity : None Ex ia G Zone 0 (International) / Validity : None Ex ia G Zone 0 (Korea) / Validity : None Ex ia G Zone 0 (North America) / Validity : None Ex ia G Zone 0 (United Kingdom) / Validity : None Ex nA G Zone 2 (Europa) / Validity : None Ex nA G Zone 2 (International) / Validity : None Ex nA G Zone 2 (United Kingdom) / Validity : None Ex ia G Zone 0 (Europa) / Validity : None Ex ia G Zone 0 (International) / Validity : None Ex ia G Zone 0 (Korea) / Validity : None Ex ia G Zone 0 (North America) / Validity : None Ex ia G Zone 0 (United Kingdom) / Validity : None Ex nA G Zone 2 (Europa) / Validity : None Ex nA G Zone 2 (International) / Validity : None Ex nA G Zone 2 (United Kingdom) / Validity : None Ex ia G Zone 0 (Europa) / Validity : None Ex ia G Zone 0 (International) / Validity : None Ex ia G Zone 0 (Korea) / Validity : None Ex ia G Zone 0 (North America) / Validity : None Ex ia G Zone 0 (United Kingdom) / Validity : None Ex nA G Zone 2 (Europa) / Validity : None Ex nA G Zone 2 (International) / Validity : None Ex nA G Zone 2 (United Kingdom) / Validity : None Ex ia G Zone 0 (Europa) / Validity : None Ex ia G Zone 0 (International) / Validity : None Ex ia G Zone 0 (Korea) / Validity : None Ex ia G Zone 0 (North America) / Validity : None Ex ia G Zone 0 (United Kingdom) / Validity : None Ex nA G Zone 2 (Europa) / Validity : None Ex nA G Zone 2 (International) / Validity : None Ex nA G Zone 2 (United Kingdom) / Validity : None Ex ia G Zone 0 (Europa) / Validity : None Ex ia G Zone 0 (International) / Validity : None Ex ia G Zone 0 (Korea) / Validity : None Ex ia G Zone 0 (North America) / Validity : None Ex ia G Zone 0 (United Kingdom) / Validity : None Ex nA G Zone 2 (Europa) / Validity : None Ex nA G Zone 2 (International) / Validity : None Ex nA G Zone 2 (United Kingdom) / Validity : None Ex ia G Zone 0 (Europa) / Validity : None Ex ia G Zone 0 (International) / Validity : None Ex ia G Zone 0 (Korea) / Validity : None Ex ia G Zone 0 (North America) / Validity : None Ex ia G Zone 0 (United Kingdom) / Validity : None Ex nA G Zone 2 (Europa) / Validity : None Ex nA G Zone 2 (International) / Validity : None Ex nA G Zone 2 (United Kingdom) / Validity : None Ex ia G Zone 0 (Europa) / Validity : None Ex ia G Zone 0 (International) / Validity : None Ex ia G Zone 0 (Korea) / Validity : None Ex ia G Zone 0 (North America) / Validity : None Ex ia G Zone 0 (United Kingdom) / Validity : None Ex nA G Zone 2 (Europa) / Validity : None Ex nA G Zone 2 (International) / Validity : None Ex nA G Zone 2 (United Kingdom) / Validity : None Ex ia G Zone 0 (Europa) / Validity : None Ex ia G Zone 0 (International) / Validity : None Ex ia G Zone 0 (Korea) / Validity : None Ex ia G Zone 0 (North America) / Validity : None Ex ia G Zone 0 (United Kingdom) / Validity : None Ex nA G Zone 2 (Europa) / Validity : None Ex nA G Zone 2 (International) / Validity : None Ex nA G Zone 2 (United Kingdom) / Validity : None Ex ia G Zone 0 (Europa) / Validity : None Ex ia G Zone 0 (International) / Validity : None Ex ia G Zone 0 (Korea) / Validity : None Ex ia G Zone 0 (North America) / Validity : None Ex ia G Zone 0 (United Kingdom) / Validity : None Ex nA G Zone 2 (Europa) / Validity : None Ex nA G Zone 2 (International) / Validity : None Ex nA G Zone 2 (United Kingdom) / Validity : None Ex ia G Zone 0 (Europa) / Validity : None Ex ia G Zone 0 (International) / Validity : None Ex ia G Zone 0 (Korea) / Validity : None Ex ia G Zone 0 (North America) / Validity : None Ex ia G Zone 0 (United Kingdom) / Validity : None Ex nA G Zone 2 (Europa) / Validity : None Ex nA G Zone 2 (International) / Validity : None Ex nA G Zone 2 (United Kingdom) / Validity : None Ex ia G Zone 0 (Europa) / Validity : None Ex ia G Zone 0 (International) / Validity : None Ex ia G Zone 0 (Korea) / Validity : None Ex ia G Zone 0 (North America) / Validity : None Ex ia G Zone 0 (United Kingdom) / Validity : None Ex nA G Zone 2 (Europa) / Validity : None Ex nA G Zone 2 (International) / Validity : None Ex nA G Zone 2 (United Kingdom) / Validity : None Ex ia G Zone 0 (Europa) / Validity : None Ex ia G Zone 0 (International) / Validity : None Ex ia G Zone 0 (Korea) / Validity : None Ex ia G Zone 0 (North America) / Validity : None Ex ia G Zone 0 (United Kingdom) / Validity : None Ex nA G Zone 2 (Europa) / Validity : None Ex nA G Zone 2 (International) / Validity : None Ex nA G Zone 2 (United Kingdom) / Validity : None Ex ia G Zone 0 (Europa) / Validity : None Ex ia G Zone 0 (International) / Validity : None Ex ia G Zone 0 (Korea) / Validity : None Ex ia G Zone 0 (North America) / Validity : None Ex ia G Zone 0 (United Kingdom) / Validity : None Ex nA G Zone 2 (Europa) / Validity : None Ex nA G Zone 2 (International) / Validity : None Ex nA G Zone 2 (United Kingdom) / Validity : None Ex ia G Zone 0 (Europa) / Validity : None Ex ia G Zone 0 (International) / Validity : None Ex ia G Zone 0 (Korea) / Validity : None Ex ia G Zone 0 (North America) / Validity : None Ex ia G Zone 0 (United Kingdom) / Validity : None Ex nA G Zone 2 (Europa) / Validity : None Ex nA G Zone 2 (International) / Validity : None Ex nA G Zone 2 (United Kingdom) / Validity : None Ex ia G Zone 0 (Europa) / Validity : None Ex ia G Zone 0 (International) / Validity : None Ex ia G Zone 0 (Korea) / Validity : None Ex ia G Zone 0 (North America) / Validity : None Ex ia G Zone 0 (United Kingdom) / Validity : None Ex nA G Zone 2 (Europa) / Validity : None Ex nA G Zone 2 (International) / Validity : None Ex nA G Zone 2 (United Kingdom) / Validity : None Ex ia G Zone 0 (Europa) / Validity : None Ex ia G Zone 0 (International) / Validity : None Ex ia G Zone 0 (Korea) / Validity : None Ex ia G Zone 0 (North America) / Validity : None Ex ia G Zone 0 (United Kingdom) / Validity : None Ex nA G Zone 2 (Europa) / Validity : None Ex nA G Zone 2 (International) / Validity : None Ex nA G Zone 2 (United Kingdom) / Validity : None Ex ia G Zone 0 (Europa) / Validity : None Ex ia G Zone 0 (International) / Validity : None Ex ia G Zone 0 (Korea) / Validity : None Ex ia G Zone 0 (North America) / Validity : None Ex ia G Zone 0 (United Kingdom) / Validity : None Ex nA G Zone 2 (Europa) / Validity : None Ex nA G Zone 2 (International) / Validity : None Ex nA G Zone 2 (United Kingdom) / Validity : None Ex ia G Zone 0 (Europa) / Validity : None Ex ia G Zone 0 (International) / Validity : None Ex ia G Zone 0 (Korea) / Validity : None Ex ia G Zone 0 (North America) / Validity : None Ex ia G Zone 0 (United Kingdom) / Validity : None Ex nA G Zone 2 (Europa) / Validity : None Ex nA G Zone 2 (International) / Validity : None Ex nA G Zone 2 (United Kingdom) / Validity : None Ex ia G Zone 0 (Europa) / Validity : None Ex ia G Zone 0 (International) / Validity : None Ex ia G Zone 0 (North America) / Validity : None Ex ia G Zone 0 (United Kingdom) / Validity : None Ex nA G Zone 2 (Europa) / Validity : None Ex nA G Zone 2 (International) / Validity : None Ex nA G Zone 2 (United Kingdom) / Validity : None Ex ia G Zone 0 (Europa) / Validity : None Ex ia G Zone 0 (International) / Validity : None Ex ia G Zone 0 (North America) / Validity : None Ex ia G Zone 0 (United Kingdom) / Validity : None Ex nA G Zone 2 (Europa) / Validity : None Ex nA G Zone 2 (International) / Validity : None Ex nA G Zone 2 (United Kingdom) / Validity : None Ex ia G Zone 0 (Europa) / Validity : None Ex ia G Zone 0 (International) / Validity : None Ex ia G Zone 0 (North America) / Validity : None Ex ia G Zone 0 (United Kingdom) / Validity : None Ex nA G Zone 2 (Europa) / Validity : None Ex nA G Zone 2 (International) / Validity : None Ex nA G Zone 2 (United Kingdom) / Validity : None Ex ia G Zone 0 (Europa) / Validity : None Ex ia G Zone 0 (International) / Validity : None Ex ia G Zone 0 (Korea) / Validity : None Ex ia G Zone 0 (North America) / Validity : None Ex ia G Zone 0 (United Kingdom) / Validity : None Ex nA G Zone 2 (Europa) / Validity : None Ex nA G Zone 2 (International) / Validity : None Ex nA G Zone 2 (United Kingdom) / Validity : None Ex ia G Zone 0 (Europa) / Validity : None Ex ia G Zone 0 (International) / Validity : None Ex ia G Zone 0 (North America) / Validity : None Ex ia G Zone 0 (Russia, Belarus, Kyrgyzstan, Armenia, Kazakhstan) / Validity : 18.02.2026 Ex nA G Zone 2 (Europa) / Validity : None Ex nA G Zone 2 (International) / Validity : None Ex nA G Zone 2 (North America) / Validity : None Ex nA G Zone 2 (Russia, Belarus, Kyrgyzstan, Armenia, Kazakhstan) / Validity : 18.02.2026
CP502-051 | 143-502-000-05x | CP502-051 Piezoelectric Dynamic Pressure Sensor | VM-Lemo type 0 connector, 10 m integral MI cable | CPxxx, IPC707, GSI127, EC153, MA104, MA Seal, ABAxxx, JB105, JB116 | Ex ia G Zone 0 (Europa) / Validity : None Ex ia G Zone 0 (International) / Validity : None Ex ia G Zone 0 (Korea) / Validity : None Ex ia G Zone 0 (North America) / Validity : None Ex ia G Zone 0 (United Kingdom) / Validity : None Ex nA G Zone 2 (Europa) / Validity : None Ex nA G Zone 2 (International) / Validity : None Ex nA G Zone 2 (United Kingdom) / Validity : None Ex ia G Zone 0 (Europa) / Validity : None Ex ia G Zone 0 (International) / Validity : None Ex ia G Zone 0 (Korea) / Validity : None Ex ia G Zone 0 (North America) / Validity : None Ex ia G Zone 0 (United Kingdom) / Validity : None Ex nA G Zone 2 (Europa) / Validity : None Ex nA G Zone 2 (International) / Validity : None Ex nA G Zone 2 (United Kingdom) / Validity : None Ex ia G Zone 0 (Europa) / Validity : None Ex ia G Zone 0 (International) / Validity : None Ex ia G Zone 0 (Korea) / Validity : None Ex ia G Zone 0 (North America) / Validity : None Ex ia G Zone 0 (United Kingdom) / Validity : None Ex nA G Zone 2 (Europa) / Validity : None Ex nA G Zone 2 (International) / Validity : None Ex nA G Zone 2 (United Kingdom) / Validity : None Ex ia G Zone 0 (Europa) / Validity : None Ex ia G Zone 0 (International) / Validity : None Ex ia G Zone 0 (Korea) / Validity : None Ex ia G Zone 0 (North America) / Validity : None Ex ia G Zone 0 (United Kingdom) / Validity : None Ex nA G Zone 2 (Europa) / Validity : None Ex nA G Zone 2 (International) / Validity : None Ex nA G Zone 2 (United Kingdom) / Validity : None Ex ia G Zone 0 (Europa) / Validity : None Ex ia G Zone 0 (International) / Validity : None Ex ia G Zone 0 (Korea) / Validity : None Ex ia G Zone 0 (North America) / Validity : None Ex ia G Zone 0 (United Kingdom) / Validity : None Ex nA G Zone 2 (Europa) / Validity : None Ex nA G Zone 2 (International) / Validity : None Ex nA G Zone 2 (United Kingdom) / Validity : None Ex ia G Zone 0 (Europa) / Validity : None Ex ia G Zone 0 (International) / Validity : None Ex ia G Zone 0 (Korea) / Validity : None Ex ia G Zone 0 (North America) / Validity : None Ex ia G Zone 0 (United Kingdom) / Validity : None Ex nA G Zone 2 (Europa) / Validity : None Ex nA G Zone 2 (International) / Validity : None Ex nA G Zone 2 (United Kingdom) / Validity : None Ex ia G Zone 0 (Europa) / Validity : None Ex ia G Zone 0 (International) / Validity : None Ex ia G Zone 0 (Korea) / Validity : None Ex ia G Zone 0 (North America) / Validity : None Ex ia G Zone 0 (United Kingdom) / Validity : None Ex nA G Zone 2 (Europa) / Validity : None Ex nA G Zone 2 (International) / Validity : None Ex nA G Zone 2 (United Kingdom) / Validity : None Ex ia G Zone 0 (Europa) / Validity : None Ex ia G Zone 0 (International) / Validity : None Ex ia G Zone 0 (Korea) / Validity : None Ex ia G Zone 0 (North America) / Validity : None Ex ia G Zone 0 (United Kingdom) / Validity : None Ex nA G Zone 2 (Europa) / Validity : None Ex nA G Zone 2 (International) / Validity : None Ex nA G Zone 2 (United Kingdom) / Validity : None Ex ia G Zone 0 (Europa) / Validity : None Ex ia G Zone 0 (International) / Validity : None Ex ia G Zone 0 (Korea) / Validity : None Ex ia G Zone 0 (North America) / Validity : None Ex ia G Zone 0 (United Kingdom) / Validity : None Ex nA G Zone 2 (Europa) / Validity : None Ex nA G Zone 2 (International) / Validity : None Ex nA G Zone 2 (United Kingdom) / Validity : None Ex ia G Zone 0 (Europa) / Validity : None Ex ia G Zone 0 (International) / Validity : None Ex ia G Zone 0 (Korea) / Validity : None Ex ia G Zone 0 (North America) / Validity : None Ex ia G Zone 0 (United Kingdom) / Validity : None Ex nA G Zone 2 (Europa) / Validity : None Ex nA G Zone 2 (International) / Validity : None Ex nA G Zone 2 (United Kingdom) / Validity : None Ex ia G Zone 0 (Europa) / Validity : None Ex ia G Zone 0 (International) / Validity : None Ex ia G Zone 0 (Korea) / Validity : None Ex ia G Zone 0 (North America) / Validity : None Ex ia G Zone 0 (United Kingdom) / Validity : None Ex nA G Zone 2 (Europa) / Validity : None Ex nA G Zone 2 (International) / Validity : None Ex nA G Zone 2 (United Kingdom) / Validity : None Ex ia G Zone 0 (Europa) / Validity : None Ex ia G Zone 0 (International) / Validity : None Ex ia G Zone 0 (Korea) / Validity : None Ex ia G Zone 0 (North America) / Validity : None Ex ia G Zone 0 (United Kingdom) / Validity : None Ex nA G Zone 2 (Europa) / Validity : None Ex nA G Zone 2 (International) / Validity : None Ex nA G Zone 2 (United Kingdom) / Validity : None Ex ia G Zone 0 (Europa) / Validity : None Ex ia G Zone 0 (International) / Validity : None Ex ia G Zone 0 (Korea) / Validity : None Ex ia G Zone 0 (North America) / Validity : None Ex ia G Zone 0 (United Kingdom) / Validity : None Ex nA G Zone 2 (Europa) / Validity : None Ex nA G Zone 2 (International) / Validity : None Ex nA G Zone 2 (United Kingdom) / Validity : None Ex ia G Zone 0 (Europa) / Validity : None Ex ia G Zone 0 (International) / Validity : None Ex ia G Zone 0 (Korea) / Validity : None Ex ia G Zone 0 (North America) / Validity : None Ex ia G Zone 0 (United Kingdom) / Validity : None Ex nA G Zone 2 (Europa) / Validity : None Ex nA G Zone 2 (International) / Validity : None Ex nA G Zone 2 (United Kingdom) / Validity : None Ex ia G Zone 0 (Europa) / Validity : None Ex ia G Zone 0 (International) / Validity : None Ex ia G Zone 0 (Korea) / Validity : None Ex ia G Zone 0 (North America) / Validity : None Ex ia G Zone 0 (United Kingdom) / Validity : None Ex nA G Zone 2 (Europa) / Validity : None Ex nA G Zone 2 (International) / Validity : None Ex nA G Zone 2 (United Kingdom) / Validity : None Ex ia G Zone 0 (Europa) / Validity : None Ex ia G Zone 0 (International) / Validity : None Ex ia G Zone 0 (Korea) / Validity : None Ex ia G Zone 0 (North America) / Validity : None Ex ia G Zone 0 (United Kingdom) / Validity : None Ex nA G Zone 2 (Europa) / Validity : None Ex nA G Zone 2 (International) / Validity : None Ex nA G Zone 2 (United Kingdom) / Validity : None Ex ia G Zone 0 (Europa) / Validity : None Ex ia G Zone 0 (International) / Validity : None Ex ia G Zone 0 (Korea) / Validity : None Ex ia G Zone 0 (North America) / Validity : None Ex ia G Zone 0 (United Kingdom) / Validity : None Ex nA G Zone 2 (Europa) / Validity : None Ex nA G Zone 2 (International) / Validity : None Ex nA G Zone 2 (United Kingdom) / Validity : None Ex ia G Zone 0 (Europa) / Validity : None Ex ia G Zone 0 (International) / Validity : None Ex ia G Zone 0 (Korea) / Validity : None Ex ia G Zone 0 (North America) / Validity : None Ex ia G Zone 0 (United Kingdom) / Validity : None Ex nA G Zone 2 (Europa) / Validity : None Ex nA G Zone 2 (International) / Validity : None Ex nA G Zone 2 (United Kingdom) / Validity : None Ex ia G Zone 0 (Europa) / Validity : None Ex ia G Zone 0 (International) / Validity : None Ex ia G Zone 0 (Korea) / Validity : None Ex ia G Zone 0 (North America) / Validity : None Ex ia G Zone 0 (United Kingdom) / Validity : None Ex nA G Zone 2 (Europa) / Validity : None Ex nA G Zone 2 (International) / Validity : None Ex nA G Zone 2 (United Kingdom) / Validity : None Ex ia G Zone 0 (Europa) / Validity : None Ex ia G Zone 0 (International) / Validity : None Ex ia G Zone 0 (Korea) / Validity : None Ex ia G Zone 0 (North America) / Validity : None Ex ia G Zone 0 (United Kingdom) / Validity : None Ex nA G Zone 2 (Europa) / Validity : None Ex nA G Zone 2 (International) / Validity : None Ex nA G Zone 2 (United Kingdom) / Validity : None Ex ia G Zone 0 (Europa) / Validity : None Ex ia G Zone 0 (International) / Validity : None Ex ia G Zone 0 (Korea) / Validity : None Ex ia G Zone 0 (North America) / Validity : None Ex ia G Zone 0 (United Kingdom) / Validity : None Ex nA G Zone 2 (Europa) / Validity : None Ex nA G Zone 2 (International) / Validity : None Ex nA G Zone 2 (United Kingdom) / Validity : None Ex ia G Zone 0 (Europa) / Validity : None Ex ia G Zone 0 (International) / Validity : None Ex ia G Zone 0 (Korea) / Validity : None Ex ia G Zone 0 (North America) / Validity : None Ex ia G Zone 0 (United Kingdom) / Validity : None Ex nA G Zone 2 (Europa) / Validity : None Ex nA G Zone 2 (International) / Validity : None Ex nA G Zone 2 (United Kingdom) / Validity : None Ex ia G Zone 0 (Europa) / Validity : None Ex ia G Zone 0 (International) / Validity : None Ex ia G Zone 0 (Korea) / Validity : None Ex ia G Zone 0 (North America) / Validity : None Ex ia G Zone 0 (United Kingdom) / Validity : None Ex nA G Zone 2 (Europa) / Validity : None Ex nA G Zone 2 (International) / Validity : None Ex nA G Zone 2 (United Kingdom) / Validity : None Ex ia G Zone 0 (Europa) / Validity : None Ex ia G Zone 0 (International) / Validity : None Ex ia G Zone 0 (Korea) / Validity : None Ex ia G Zone 0 (North America) / Validity : None Ex ia G Zone 0 (United Kingdom) / Validity : None Ex nA G Zone 2 (Europa) / Validity : None Ex nA G Zone 2 (International) / Validity : None Ex nA G Zone 2 (United Kingdom) / Validity : None Ex ia G Zone 0 (Europa) / Validity : None Ex ia G Zone 0 (International) / Validity : None Ex ia G Zone 0 (Korea) / Validity : None Ex ia G Zone 0 (North America) / Validity : None Ex ia G Zone 0 (United Kingdom) / Validity : None Ex nA G Zone 2 (Europa) / Validity : None Ex nA G Zone 2 (International) / Validity : None Ex nA G Zone 2 (United Kingdom) / Validity : None Ex ia G Zone 0 (Europa) / Validity : None Ex ia G Zone 0 (International) / Validity : None Ex ia G Zone 0 (North America) / Validity : None Ex ia G Zone 0 (United Kingdom) / Validity : None Ex nA G Zone 2 (Europa) / Validity : None Ex nA G Zone 2 (International) / Validity : None Ex nA G Zone 2 (United Kingdom) / Validity : None Ex ia G Zone 0 (Europa) / Validity : None Ex ia G Zone 0 (International) / Validity : None Ex ia G Zone 0 (North America) / Validity : None Ex ia G Zone 0 (United Kingdom) / Validity : None Ex nA G Zone 2 (Europa) / Validity : None Ex nA G Zone 2 (International) / Validity : None Ex nA G Zone 2 (United Kingdom) / Validity : None Ex ia G Zone 0 (Europa) / Validity : None Ex ia G Zone 0 (International) / Validity : None Ex ia G Zone 0 (North America) / Validity : None Ex ia G Zone 0 (United Kingdom) / Validity : None Ex nA G Zone 2 (Europa) / Validity : None Ex nA G Zone 2 (International) / Validity : None Ex nA G Zone 2 (United Kingdom) / Validity : None Ex ia G Zone 0 (Europa) / Validity : None Ex ia G Zone 0 (International) / Validity : None Ex ia G Zone 0 (North America) / Validity : None Ex ia G Zone 0 (United Kingdom) / Validity : None Ex nA G Zone 2 (Europa) / Validity : None Ex nA G Zone 2 (International) / Validity : None Ex nA G Zone 2 (United Kingdom) / Validity : None Ex ia G Zone 0 (Europa) / Validity : None Ex ia G Zone 0 (International) / Validity : None Ex ia G Zone 0 (Korea) / Validity : None Ex ia G Zone 0 (North America) / Validity : None Ex ia G Zone 0 (United Kingdom) / Validity : None Ex nA G Zone 2 (Europa) / Validity : None Ex nA G Zone 2 (International) / Validity : None Ex nA G Zone 2 (United Kingdom) / Validity : None Ex ia G Zone 0 (Europa) / Validity : None Ex ia G Zone 0 (International) / Validity : None Ex ia G Zone 0 (Korea) / Validity : None Ex ia G Zone 0 (North America) / Validity : None Ex ia G Zone 0 (United Kingdom) / Validity : None Ex nA G Zone 2 (Europa) / Validity : None Ex nA G Zone 2 (International) / Validity : None Ex nA G Zone 2 (United Kingdom) / Validity : None Ex ia G Zone 0 (Europa) / Validity : None Ex ia G Zone 0 (International) / Validity : None Ex ia G Zone 0 (Korea) / Validity : None Ex ia G Zone 0 (North America) / Validity : None Ex ia G Zone 0 (United Kingdom) / Validity : None Ex nA G Zone 2 (Europa) / Validity : None Ex nA G Zone 2 (International) / Validity : None Ex nA G Zone 2 (United Kingdom) / Validity : None Ex ia G Zone 0 (Europa) / Validity : None Ex ia G Zone 0 (International) / Validity : None Ex ia G Zone 0 (Korea) / Validity : None Ex ia G Zone 0 (North America) / Validity : None Ex ia G Zone 0 (United Kingdom) / Validity : None Ex nA G Zone 2 (Europa) / Validity : None Ex nA G Zone 2 (International) / Validity : None Ex nA G Zone 2 (United Kingdom) / Validity : None Ex ia G Zone 0 (Europa) / Validity : None Ex ia G Zone 0 (International) / Validity : None Ex ia G Zone 0 (Korea) / Validity : None Ex ia G Zone 0 (North America) / Validity : None Ex ia G Zone 0 (United Kingdom) / Validity : None Ex nA G Zone 2 (Europa) / Validity : None Ex nA G Zone 2 (International) / Validity : None Ex nA G Zone 2 (United Kingdom) / Validity : None Ex ia G Zone 0 (Europa) / Validity : None Ex ia G Zone 0 (International) / Validity : None Ex ia G Zone 0 (Korea) / Validity : None Ex ia G Zone 0 (North America) / Validity : None Ex ia G Zone 0 (United Kingdom) / Validity : None Ex ib G Zone 1 (Japan) / Validity : 22.08.2025 Ex nA G Zone 2 (Europa) / Validity : None Ex nA G Zone 2 (International) / Validity : None Ex nA G Zone 2 (United Kingdom) / Validity : None Ex ia G Zone 0 (Europa) / Validity : None Ex ia G Zone 0 (International) / Validity : None Ex ia G Zone 0 (Korea) / Validity : None Ex ia G Zone 0 (North America) / Validity : None Ex ia G Zone 0 (United Kingdom) / Validity : None Ex nA G Zone 2 (Europa) / Validity : None Ex nA G Zone 2 (International) / Validity : None Ex nA G Zone 2 (United Kingdom) / Validity : None Ex ia G Zone 0 (Europa) / Validity : None Ex ia G Zone 0 (International) / Validity : None Ex ia G Zone 0 (Korea) / Validity : None Ex ia G Zone 0 (North America) / Validity : None Ex ia G Zone 0 (United Kingdom) / Validity : None Ex nA G Zone 2 (Europa) / Validity : None Ex nA G Zone 2 (International) / Validity : None Ex nA G Zone 2 (United Kingdom) / Validity : None Ex ia G Zone 0 (Europa) / Validity : None Ex ia G Zone 0 (International) / Validity : None Ex ia G Zone 0 (Korea) / Validity : None Ex ia G Zone 0 (North America) / Validity : None Ex ia G Zone 0 (United Kingdom) / Validity : None Ex ib G Zone 1 (Japan) / Validity : 24.05.2024 Ex nA G Zone 2 (Europa) / Validity : None Ex nA G Zone 2 (International) / Validity : None Ex nA G Zone 2 (United Kingdom) / Validity : None Ex ia G Zone 0 (Europa) / Validity : None Ex ia G Zone 0 (International) / Validity : None Ex ia G Zone 0 (Korea) / Validity : None Ex ia G Zone 0 (North America) / Validity : None Ex ia G Zone 0 (United Kingdom) / Validity : None Ex nA G Zone 2 (Europa) / Validity : None Ex nA G Zone 2 (International) / Validity : None Ex nA G Zone 2 (United Kingdom) / Validity : None Ex ia G Zone 0 (Europa) / Validity : None Ex ia G Zone 0 (International) / Validity : None Ex ia G Zone 0 (Korea) / Validity : None Ex ia G Zone 0 (North America) / Validity : None Ex ia G Zone 0 (United Kingdom) / Validity : None Ex nA G Zone 2 (Europa) / Validity : None Ex nA G Zone 2 (International) / Validity : None Ex nA G Zone 2 (United Kingdom) / Validity : None Ex ia G Zone 0 (Europa) / Validity : None Ex ia G Zone 0 (International) / Validity : None Ex ia G Zone 0 (Korea) / Validity : None Ex ia G Zone 0 (North America) / Validity : None Ex ia G Zone 0 (United Kingdom) / Validity : None Ex nA G Zone 2 (Europa) / Validity : None Ex nA G Zone 2 (International) / Validity : None Ex nA G Zone 2 (United Kingdom) / Validity : None Ex ia G Zone 0 (Europa) / Validity : None Ex ia G Zone 0 (International) / Validity : None Ex ia G Zone 0 (Korea) / Validity : None Ex ia G Zone 0 (North America) / Validity : None Ex ia G Zone 0 (United Kingdom) / Validity : None Ex nA G Zone 2 (Europa) / Validity : None Ex nA G Zone 2 (International) / Validity : None Ex nA G Zone 2 (United Kingdom) / Validity : None Ex ia G Zone 0 (Europa) / Validity : None Ex ia G Zone 0 (International) / Validity : None Ex ia G Zone 0 (Korea) / Validity : None Ex ia G Zone 0 (North America) / Validity : None Ex ia G Zone 0 (United Kingdom) / Validity : None Ex nA G Zone 2 (Europa) / Validity : None Ex nA G Zone 2 (International) / Validity : None Ex nA G Zone 2 (United Kingdom) / Validity : None Ex ia G Zone 0 (Europa) / Validity : None Ex ia G Zone 0 (International) / Validity : None Ex ia G Zone 0 (Korea) / Validity : None Ex ia G Zone 0 (North America) / Validity : None Ex ia G Zone 0 (United Kingdom) / Validity : None Ex nA G Zone 2 (Europa) / Validity : None Ex nA G Zone 2 (International) / Validity : None Ex nA G Zone 2 (United Kingdom) / Validity : None Ex ia G Zone 0 (Europa) / Validity : None Ex ia G Zone 0 (International) / Validity : None Ex ia G Zone 0 (Korea) / Validity : None Ex ia G Zone 0 (North America) / Validity : None Ex ia G Zone 0 (United Kingdom) / Validity : None Ex nA G Zone 2 (Europa) / Validity : None Ex nA G Zone 2 (International) / Validity : None Ex nA G Zone 2 (United Kingdom) / Validity : None Ex ia G Zone 0 (Europa) / Validity : None Ex ia G Zone 0 (International) / Validity : None Ex ia G Zone 0 (Korea) / Validity : None Ex ia G Zone 0 (North America) / Validity : None Ex ia G Zone 0 (United Kingdom) / Validity : None Ex nA G Zone 2 (Europa) / Validity : None Ex nA G Zone 2 (International) / Validity : None Ex nA G Zone 2 (United Kingdom) / Validity : None Ex ia G Zone 0 (Europa) / Validity : None Ex ia G Zone 0 (International) / Validity : None Ex ia G Zone 0 (Korea) / Validity : None Ex ia G Zone 0 (North America) / Validity : None Ex ia G Zone 0 (United Kingdom) / Validity : None Ex nA G Zone 2 (Europa) / Validity : None Ex nA G Zone 2 (International) / Validity : None Ex nA G Zone 2 (United Kingdom) / Validity : None Ex ia G Zone 0 (Europa) / Validity : None Ex ia G Zone 0 (International) / Validity : None Ex ia G Zone 0 (Korea) / Validity : None Ex ia G Zone 0 (North America) / Validity : None Ex ia G Zone 0 (United Kingdom) / Validity : None Ex nA G Zone 2 (Europa) / Validity : None Ex nA G Zone 2 (International) / Validity : None Ex nA G Zone 2 (United Kingdom) / Validity : None Ex ia G Zone 0 (Europa) / Validity : None Ex ia G Zone 0 (International) / Validity : None Ex ia G Zone 0 (Korea) / Validity : None Ex ia G Zone 0 (North America) / Validity : None Ex ia G Zone 0 (United Kingdom) / Validity : None Ex nA G Zone 2 (Europa) / Validity : None Ex nA G Zone 2 (International) / Validity : None Ex nA G Zone 2 (United Kingdom) / Validity : None Ex ia G Zone 0 (Europa) / Validity : None Ex ia G Zone 0 (International) / Validity : None Ex ia G Zone 0 (Korea) / Validity : None Ex ia G Zone 0 (North America) / Validity : None Ex ia G Zone 0 (United Kingdom) / Validity : None Ex nA G Zone 2 (Europa) / Validity : None Ex nA G Zone 2 (International) / Validity : None Ex nA G Zone 2 (United Kingdom) / Validity : None Ex ia G Zone 0 (Europa) / Validity : None Ex ia G Zone 0 (International) / Validity : None Ex ia G Zone 0 (Korea) / Validity : None Ex ia G Zone 0 (North America) / Validity : None Ex ia G Zone 0 (United Kingdom) / Validity : None Ex nA G Zone 2 (Europa) / Validity : None Ex nA G Zone 2 (International) / Validity : None Ex nA G Zone 2 (United Kingdom) / Validity : None Ex ia G Zone 0 (Europa) / Validity : None Ex ia G Zone 0 (International) / Validity : None Ex ia G Zone 0 (Korea) / Validity : None Ex ia G Zone 0 (North America) / Validity : None Ex ia G Zone 0 (United Kingdom) / Validity : None Ex nA G Zone 2 (Europa) / Validity : None Ex nA G Zone 2 (International) / Validity : None Ex nA G Zone 2 (United Kingdom) / Validity : None Ex ia G Zone 0 (Europa) / Validity : None Ex ia G Zone 0 (International) / Validity : None Ex ia G Zone 0 (Korea) / Validity : None Ex ia G Zone 0 (North America) / Validity : None Ex ia G Zone 0 (United Kingdom) / Validity : None Ex nA G Zone 2 (Europa) / Validity : None Ex nA G Zone 2 (International) / Validity : None Ex nA G Zone 2 (United Kingdom) / Validity : None Ex ia G Zone 0 (Europa) / Validity : None Ex ia G Zone 0 (International) / Validity : None Ex ia G Zone 0 (Korea) / Validity : None Ex ia G Zone 0 (North America) / Validity : None Ex ia G Zone 0 (United Kingdom) / Validity : None Ex nA G Zone 2 (Europa) / Validity : None Ex nA G Zone 2 (International) / Validity : None Ex nA G Zone 2 (United Kingdom) / Validity : None Ex ia G Zone 0 (Europa) / Validity : None Ex ia G Zone 0 (International) / Validity : None Ex ia G Zone 0 (Korea) / Validity : None Ex ia G Zone 0 (North America) / Validity : None Ex ia G Zone 0 (United Kingdom) / Validity : None Ex nA G Zone 2 (Europa) / Validity : None Ex nA G Zone 2 (International) / Validity : None Ex nA G Zone 2 (United Kingdom) / Validity : None Ex ia G Zone 0 (Europa) / Validity : None Ex ia G Zone 0 (International) / Validity : None Ex ia G Zone 0 (Korea) / Validity : None Ex ia G Zone 0 (North America) / Validity : None Ex ia G Zone 0 (United Kingdom) / Validity : None Ex nA G Zone 2 (Europa) / Validity : None Ex nA G Zone 2 (International) / Validity : None Ex nA G Zone 2 (United Kingdom) / Validity : None Ex ia G Zone 0 (Europa) / Validity : None Ex ia G Zone 0 (International) / Validity : None Ex ia G Zone 0 (North America) / Validity : None Ex ia G Zone 0 (United Kingdom) / Validity : None Ex nA G Zone 2 (Europa) / Validity : None Ex nA G Zone 2 (International) / Validity : None Ex nA G Zone 2 (United Kingdom) / Validity : None Ex ia G Zone 0 (Europa) / Validity : None Ex ia G Zone 0 (International) / Validity : None Ex ia G Zone 0 (North America) / Validity : None Ex ia G Zone 0 (United Kingdom) / Validity : None Ex nA G Zone 2 (Europa) / Validity : None Ex nA G Zone 2 (International) / Validity : None Ex nA G Zone 2 (United Kingdom) / Validity : None Ex ia G Zone 0 (Europa) / Validity : None Ex ia G Zone 0 (International) / Validity : None Ex ia G Zone 0 (North America) / Validity : None Ex ia G Zone 0 (United Kingdom) / Validity : None Ex nA G Zone 2 (Europa) / Validity : None Ex nA G Zone 2 (International) / Validity : None Ex nA G Zone 2 (United Kingdom) / Validity : None Ex ia G Zone 0 (Europa) / Validity : None Ex ia G Zone 0 (International) / Validity : None Ex ia G Zone 0 (Korea) / Validity : None Ex ia G Zone 0 (North America) / Validity : None Ex ia G Zone 0 (United Kingdom) / Validity : None Ex nA G Zone 2 (Europa) / Validity : None Ex nA G Zone 2 (International) / Validity : None Ex nA G Zone 2 (United Kingdom) / Validity : None Ex ia G Zone 0 (Europa) / Validity : None Ex ia G Zone 0 (International) / Validity : None Ex ia G Zone 0 (North America) / Validity : None Ex ia G Zone 0 (Russia, Belarus, Kyrgyzstan, Armenia, Kazakhstan) / Validity : 18.02.2026 Ex nA G Zone 2 (Europa) / Validity : None Ex nA G Zone 2 (International) / Validity : None Ex nA G Zone 2 (North America) / Validity : None Ex nA G Zone 2 (Russia, Belarus, Kyrgyzstan, Armenia, Kazakhstan) / Validity : 18.02.2026
CP502-061 | 143-502-000-06x | CP502-061 Piezoelectric Dynamic Pressure Sensor | VM-Lemo type 0 connector, 0.2 m integral MI cable | CPxxx, IPC707, GSI127, EC153, MA104, MA Seal, ABAxxx, JB105, JB116 | Ex ia G Zone 0 (Europa) / Validity : None Ex ia G Zone 0 (International) / Validity : None Ex ia G Zone 0 (Korea) / Validity : None Ex ia G Zone 0 (North America) / Validity : None Ex ia G Zone 0 (United Kingdom) / Validity : None Ex nA G Zone 2 (Europa) / Validity : None Ex nA G Zone 2 (International) / Validity : None Ex nA G Zone 2 (United Kingdom) / Validity : None Ex ia G Zone 0 (Europa) / Validity : None Ex ia G Zone 0 (International) / Validity : None Ex ia G Zone 0 (Korea) / Validity : None Ex ia G Zone 0 (North America) / Validity : None Ex ia G Zone 0 (United Kingdom) / Validity : None Ex nA G Zone 2 (Europa) / Validity : None Ex nA G Zone 2 (International) / Validity : None Ex nA G Zone 2 (United Kingdom) / Validity : None Ex ia G Zone 0 (Europa) / Validity : None Ex ia G Zone 0 (International) / Validity : None Ex ia G Zone 0 (Korea) / Validity : None Ex ia G Zone 0 (North America) / Validity : None Ex ia G Zone 0 (United Kingdom) / Validity : None Ex nA G Zone 2 (Europa) / Validity : None Ex nA G Zone 2 (International) / Validity : None Ex nA G Zone 2 (United Kingdom) / Validity : None Ex ia G Zone 0 (Europa) / Validity : None Ex ia G Zone 0 (International) / Validity : None Ex ia G Zone 0 (Korea) / Validity : None Ex ia G Zone 0 (North America) / Validity : None Ex ia G Zone 0 (United Kingdom) / Validity : None Ex nA G Zone 2 (Europa) / Validity : None Ex nA G Zone 2 (International) / Validity : None Ex nA G Zone 2 (United Kingdom) / Validity : None Ex ia G Zone 0 (Europa) / Validity : None Ex ia G Zone 0 (International) / Validity : None Ex ia G Zone 0 (Korea) / Validity : None Ex ia G Zone 0 (North America) / Validity : None Ex ia G Zone 0 (United Kingdom) / Validity : None Ex nA G Zone 2 (Europa) / Validity : None Ex nA G Zone 2 (International) / Validity : None Ex nA G Zone 2 (United Kingdom) / Validity : None Ex ia G Zone 0 (Europa) / Validity : None Ex ia G Zone 0 (International) / Validity : None Ex ia G Zone 0 (Korea) / Validity : None Ex ia G Zone 0 (North America) / Validity : None Ex ia G Zone 0 (United Kingdom) / Validity : None Ex nA G Zone 2 (Europa) / Validity : None Ex nA G Zone 2 (International) / Validity : None Ex nA G Zone 2 (United Kingdom) / Validity : None Ex ia G Zone 0 (Europa) / Validity : None Ex ia G Zone 0 (International) / Validity : None Ex ia G Zone 0 (Korea) / Validity : None Ex ia G Zone 0 (North America) / Validity : None Ex ia G Zone 0 (United Kingdom) / Validity : None Ex nA G Zone 2 (Europa) / Validity : None Ex nA G Zone 2 (International) / Validity : None Ex nA G Zone 2 (United Kingdom) / Validity : None Ex ia G Zone 0 (Europa) / Validity : None Ex ia G Zone 0 (International) / Validity : None Ex ia G Zone 0 (Korea) / Validity : None Ex ia G Zone 0 (North America) / Validity : None Ex ia G Zone 0 (United Kingdom) / Validity : None Ex nA G Zone 2 (Europa) / Validity : None Ex nA G Zone 2 (International) / Validity : None Ex nA G Zone 2 (United Kingdom) / Validity : None Ex ia G Zone 0 (Europa) / Validity : None Ex ia G Zone 0 (International) / Validity : None Ex ia G Zone 0 (Korea) / Validity : None Ex ia G Zone 0 (North America) / Validity : None Ex ia G Zone 0 (United Kingdom) / Validity : None Ex nA G Zone 2 (Europa) / Validity : None Ex nA G Zone 2 (International) / Validity : None Ex nA G Zone 2 (United Kingdom) / Validity : None Ex ia G Zone 0 (Europa) / Validity : None Ex ia G Zone 0 (International) / Validity : None Ex ia G Zone 0 (Korea) / Validity : None Ex ia G Zone 0 (North America) / Validity : None Ex ia G Zone 0 (United Kingdom) / Validity : None Ex nA G Zone 2 (Europa) / Validity : None Ex nA G Zone 2 (International) / Validity : None Ex nA G Zone 2 (United Kingdom) / Validity : None Ex ia G Zone 0 (Europa) / Validity : None Ex ia G Zone 0 (International) / Validity : None Ex ia G Zone 0 (Korea) / Validity : None Ex ia G Zone 0 (North America) / Validity : None Ex ia G Zone 0 (United Kingdom) / Validity : None Ex nA G Zone 2 (Europa) / Validity : None Ex nA G Zone 2 (International) / Validity : None Ex nA G Zone 2 (United Kingdom) / Validity : None Ex ia G Zone 0 (Europa) / Validity : None Ex ia G Zone 0 (International) / Validity : None Ex ia G Zone 0 (Korea) / Validity : None Ex ia G Zone 0 (North America) / Validity : None Ex ia G Zone 0 (United Kingdom) / Validity : None Ex nA G Zone 2 (Europa) / Validity : None Ex nA G Zone 2 (International) / Validity : None Ex nA G Zone 2 (United Kingdom) / Validity : None Ex ia G Zone 0 (Europa) / Validity : None Ex ia G Zone 0 (International) / Validity : None Ex ia G Zone 0 (Korea) / Validity : None Ex ia G Zone 0 (North America) / Validity : None Ex ia G Zone 0 (United Kingdom) / Validity : None Ex nA G Zone 2 (Europa) / Validity : None Ex nA G Zone 2 (International) / Validity : None Ex nA G Zone 2 (United Kingdom) / Validity : None Ex ia G Zone 0 (Europa) / Validity : None Ex ia G Zone 0 (International) / Validity : None Ex ia G Zone 0 (Korea) / Validity : None Ex ia G Zone 0 (North America) / Validity : None Ex ia G Zone 0 (United Kingdom) / Validity : None Ex nA G Zone 2 (Europa) / Validity : None Ex nA G Zone 2 (International) / Validity : None Ex nA G Zone 2 (United Kingdom) / Validity : None Ex ia G Zone 0 (Europa) / Validity : None Ex ia G Zone 0 (International) / Validity : None Ex ia G Zone 0 (Korea) / Validity : None Ex ia G Zone 0 (North America) / Validity : None Ex ia G Zone 0 (United Kingdom) / Validity : None Ex nA G Zone 2 (Europa) / Validity : None Ex nA G Zone 2 (International) / Validity : None Ex nA G Zone 2 (United Kingdom) / Validity : None Ex ia G Zone 0 (Europa) / Validity : None Ex ia G Zone 0 (International) / Validity : None Ex ia G Zone 0 (Korea) / Validity : None Ex ia G Zone 0 (North America) / Validity : None Ex ia G Zone 0 (United Kingdom) / Validity : None Ex nA G Zone 2 (Europa) / Validity : None Ex nA G Zone 2 (International) / Validity : None Ex nA G Zone 2 (United Kingdom) / Validity : None Ex ia G Zone 0 (Europa) / Validity : None Ex ia G Zone 0 (International) / Validity : None Ex ia G Zone 0 (Korea) / Validity : None Ex ia G Zone 0 (North America) / Validity : None Ex ia G Zone 0 (United Kingdom) / Validity : None Ex nA G Zone 2 (Europa) / Validity : None Ex nA G Zone 2 (International) / Validity : None Ex nA G Zone 2 (United Kingdom) / Validity : None Ex ia G Zone 0 (Europa) / Validity : None Ex ia G Zone 0 (International) / Validity : None Ex ia G Zone 0 (Korea) / Validity : None Ex ia G Zone 0 (North America) / Validity : None Ex ia G Zone 0 (United Kingdom) / Validity : None Ex nA G Zone 2 (Europa) / Validity : None Ex nA G Zone 2 (International) / Validity : None Ex nA G Zone 2 (United Kingdom) / Validity : None Ex ia G Zone 0 (Europa) / Validity : None Ex ia G Zone 0 (International) / Validity : None Ex ia G Zone 0 (Korea) / Validity : None Ex ia G Zone 0 (North America) / Validity : None Ex ia G Zone 0 (United Kingdom) / Validity : None Ex nA G Zone 2 (Europa) / Validity : None Ex nA G Zone 2 (International) / Validity : None Ex nA G Zone 2 (United Kingdom) / Validity : None Ex ia G Zone 0 (Europa) / Validity : None Ex ia G Zone 0 (International) / Validity : None Ex ia G Zone 0 (Korea) / Validity : None Ex ia G Zone 0 (North America) / Validity : None Ex ia G Zone 0 (United Kingdom) / Validity : None Ex nA G Zone 2 (Europa) / Validity : None Ex nA G Zone 2 (International) / Validity : None Ex nA G Zone 2 (United Kingdom) / Validity : None Ex ia G Zone 0 (Europa) / Validity : None Ex ia G Zone 0 (International) / Validity : None Ex ia G Zone 0 (Korea) / Validity : None Ex ia G Zone 0 (North America) / Validity : None Ex ia G Zone 0 (United Kingdom) / Validity : None Ex nA G Zone 2 (Europa) / Validity : None Ex nA G Zone 2 (International) / Validity : None Ex nA G Zone 2 (United Kingdom) / Validity : None Ex ia G Zone 0 (Europa) / Validity : None Ex ia G Zone 0 (International) / Validity : None Ex ia G Zone 0 (Korea) / Validity : None Ex ia G Zone 0 (North America) / Validity : None Ex ia G Zone 0 (United Kingdom) / Validity : None Ex nA G Zone 2 (Europa) / Validity : None Ex nA G Zone 2 (International) / Validity : None Ex nA G Zone 2 (United Kingdom) / Validity : None Ex ia G Zone 0 (Europa) / Validity : None Ex ia G Zone 0 (International) / Validity : None Ex ia G Zone 0 (Korea) / Validity : None Ex ia G Zone 0 (North America) / Validity : None Ex ia G Zone 0 (United Kingdom) / Validity : None Ex nA G Zone 2 (Europa) / Validity : None Ex nA G Zone 2 (International) / Validity : None Ex nA G Zone 2 (United Kingdom) / Validity : None Ex ia G Zone 0 (Europa) / Validity : None Ex ia G Zone 0 (International) / Validity : None Ex ia G Zone 0 (Korea) / Validity : None Ex ia G Zone 0 (North America) / Validity : None Ex ia G Zone 0 (United Kingdom) / Validity : None Ex nA G Zone 2 (Europa) / Validity : None Ex nA G Zone 2 (International) / Validity : None Ex nA G Zone 2 (United Kingdom) / Validity : None Ex ia G Zone 0 (Europa) / Validity : None Ex ia G Zone 0 (International) / Validity : None Ex ia G Zone 0 (Korea) / Validity : None Ex ia G Zone 0 (North America) / Validity : None Ex ia G Zone 0 (United Kingdom) / Validity : None Ex nA G Zone 2 (Europa) / Validity : None Ex nA G Zone 2 (International) / Validity : None Ex nA G Zone 2 (United Kingdom) / Validity : None Ex ia G Zone 0 (Europa) / Validity : None Ex ia G Zone 0 (International) / Validity : None Ex ia G Zone 0 (North America) / Validity : None Ex ia G Zone 0 (United Kingdom) / Validity : None Ex nA G Zone 2 (Europa) / Validity : None Ex nA G Zone 2 (International) / Validity : None Ex nA G Zone 2 (United Kingdom) / Validity : None Ex ia G Zone 0 (Europa) / Validity : None Ex ia G Zone 0 (International) / Validity : None Ex ia G Zone 0 (North America) / Validity : None Ex ia G Zone 0 (United Kingdom) / Validity : None Ex nA G Zone 2 (Europa) / Validity : None Ex nA G Zone 2 (International) / Validity : None Ex nA G Zone 2 (United Kingdom) / Validity : None Ex ia G Zone 0 (Europa) / Validity : None Ex ia G Zone 0 (International) / Validity : None Ex ia G Zone 0 (North America) / Validity : None Ex ia G Zone 0 (United Kingdom) / Validity : None Ex nA G Zone 2 (Europa) / Validity : None Ex nA G Zone 2 (International) / Validity : None Ex nA G Zone 2 (United Kingdom) / Validity : None Ex ia G Zone 0 (Europa) / Validity : None Ex ia G Zone 0 (International) / Validity : None Ex ia G Zone 0 (North America) / Validity : None Ex ia G Zone 0 (United Kingdom) / Validity : None Ex nA G Zone 2 (Europa) / Validity : None Ex nA G Zone 2 (International) / Validity : None Ex nA G Zone 2 (United Kingdom) / Validity : None Ex ia G Zone 0 (Europa) / Validity : None Ex ia G Zone 0 (International) / Validity : None Ex ia G Zone 0 (Korea) / Validity : None Ex ia G Zone 0 (North America) / Validity : None Ex ia G Zone 0 (United Kingdom) / Validity : None Ex nA G Zone 2 (Europa) / Validity : None Ex nA G Zone 2 (International) / Validity : None Ex nA G Zone 2 (United Kingdom) / Validity : None Ex ia G Zone 0 (Europa) / Validity : None Ex ia G Zone 0 (International) / Validity : None Ex ia G Zone 0 (Korea) / Validity : None Ex ia G Zone 0 (North America) / Validity : None Ex ia G Zone 0 (United Kingdom) / Validity : None Ex nA G Zone 2 (Europa) / Validity : None Ex nA G Zone 2 (International) / Validity : None Ex nA G Zone 2 (United Kingdom) / Validity : None Ex ia G Zone 0 (Europa) / Validity : None Ex ia G Zone 0 (International) / Validity : None Ex ia G Zone 0 (Korea) / Validity : None Ex ia G Zone 0 (North America) / Validity : None Ex ia G Zone 0 (United Kingdom) / Validity : None Ex nA G Zone 2 (Europa) / Validity : None Ex nA G Zone 2 (International) / Validity : None Ex nA G Zone 2 (United Kingdom) / Validity : None Ex ia G Zone 0 (Europa) / Validity : None Ex ia G Zone 0 (International) / Validity : None Ex ia G Zone 0 (Korea) / Validity : None Ex ia G Zone 0 (North America) / Validity : None Ex ia G Zone 0 (United Kingdom) / Validity : None Ex nA G Zone 2 (Europa) / Validity : None Ex nA G Zone 2 (International) / Validity : None Ex nA G Zone 2 (United Kingdom) / Validity : None Ex ia G Zone 0 (Europa) / Validity : None Ex ia G Zone 0 (International) / Validity : None Ex ia G Zone 0 (Korea) / Validity : None Ex ia G Zone 0 (North America) / Validity : None Ex ia G Zone 0 (United Kingdom) / Validity : None Ex nA G Zone 2 (Europa) / Validity : None Ex nA G Zone 2 (International) / Validity : None Ex nA G Zone 2 (United Kingdom) / Validity : None Ex ia G Zone 0 (Europa) / Validity : None Ex ia G Zone 0 (International) / Validity : None Ex ia G Zone 0 (Korea) / Validity : None Ex ia G Zone 0 (North America) / Validity : None Ex ia G Zone 0 (United Kingdom) / Validity : None Ex ib G Zone 1 (Japan) / Validity : 22.08.2025 Ex nA G Zone 2 (Europa) / Validity : None Ex nA G Zone 2 (International) / Validity : None Ex nA G Zone 2 (United Kingdom) / Validity : None Ex ia G Zone 0 (Europa) / Validity : None Ex ia G Zone 0 (International) / Validity : None Ex ia G Zone 0 (Korea) / Validity : None Ex ia G Zone 0 (North America) / Validity : None Ex ia G Zone 0 (United Kingdom) / Validity : None Ex nA G Zone 2 (Europa) / Validity : None Ex nA G Zone 2 (International) / Validity : None Ex nA G Zone 2 (United Kingdom) / Validity : None Ex ia G Zone 0 (Europa) / Validity : None Ex ia G Zone 0 (International) / Validity : None Ex ia G Zone 0 (Korea) / Validity : None Ex ia G Zone 0 (North America) / Validity : None Ex ia G Zone 0 (United Kingdom) / Validity : None Ex nA G Zone 2 (Europa) / Validity : None Ex nA G Zone 2 (International) / Validity : None Ex nA G Zone 2 (United Kingdom) / Validity : None Ex ia G Zone 0 (Europa) / Validity : None Ex ia G Zone 0 (International) / Validity : None Ex ia G Zone 0 (Korea) / Validity : None Ex ia G Zone 0 (North America) / Validity : None Ex ia G Zone 0 (United Kingdom) / Validity : None Ex ib G Zone 1 (Japan) / Validity : 24.05.2024 Ex nA G Zone 2 (Europa) / Validity : None Ex nA G Zone 2 (International) / Validity : None Ex nA G Zone 2 (United Kingdom) / Validity : None Ex ia G Zone 0 (Europa) / Validity : None Ex ia G Zone 0 (International) / Validity : None Ex ia G Zone 0 (Korea) / Validity : None Ex ia G Zone 0 (North America) / Validity : None Ex ia G Zone 0 (United Kingdom) / Validity : None Ex nA G Zone 2 (Europa) / Validity : None Ex nA G Zone 2 (International) / Validity : None Ex nA G Zone 2 (United Kingdom) / Validity : None Ex ia G Zone 0 (Europa) / Validity : None Ex ia G Zone 0 (International) / Validity : None Ex ia G Zone 0 (Korea) / Validity : None Ex ia G Zone 0 (North America) / Validity : None Ex ia G Zone 0 (United Kingdom) / Validity : None Ex nA G Zone 2 (Europa) / Validity : None Ex nA G Zone 2 (International) / Validity : None Ex nA G Zone 2 (United Kingdom) / Validity : None Ex ia G Zone 0 (Europa) / Validity : None Ex ia G Zone 0 (International) / Validity : None Ex ia G Zone 0 (Korea) / Validity : None Ex ia G Zone 0 (North America) / Validity : None Ex ia G Zone 0 (United Kingdom) / Validity : None Ex nA G Zone 2 (Europa) / Validity : None Ex nA G Zone 2 (International) / Validity : None Ex nA G Zone 2 (United Kingdom) / Validity : None Ex ia G Zone 0 (Europa) / Validity : None Ex ia G Zone 0 (International) / Validity : None Ex ia G Zone 0 (Korea) / Validity : None Ex ia G Zone 0 (North America) / Validity : None Ex ia G Zone 0 (United Kingdom) / Validity : None Ex nA G Zone 2 (Europa) / Validity : None Ex nA G Zone 2 (International) / Validity : None Ex nA G Zone 2 (United Kingdom) / Validity : None Ex ia G Zone 0 (Europa) / Validity : None Ex ia G Zone 0 (International) / Validity : None Ex ia G Zone 0 (Korea) / Validity : None Ex ia G Zone 0 (North America) / Validity : None Ex ia G Zone 0 (United Kingdom) / Validity : None Ex nA G Zone 2 (Europa) / Validity : None Ex nA G Zone 2 (International) / Validity : None Ex nA G Zone 2 (United Kingdom) / Validity : None Ex ia G Zone 0 (Europa) / Validity : None Ex ia G Zone 0 (International) / Validity : None Ex ia G Zone 0 (Korea) / Validity : None Ex ia G Zone 0 (North America) / Validity : None Ex ia G Zone 0 (United Kingdom) / Validity : None Ex nA G Zone 2 (Europa) / Validity : None Ex nA G Zone 2 (International) / Validity : None Ex nA G Zone 2 (United Kingdom) / Validity : None Ex ia G Zone 0 (Europa) / Validity : None Ex ia G Zone 0 (International) / Validity : None Ex ia G Zone 0 (Korea) / Validity : None Ex ia G Zone 0 (North America) / Validity : None Ex ia G Zone 0 (United Kingdom) / Validity : None Ex nA G Zone 2 (Europa) / Validity : None Ex nA G Zone 2 (International) / Validity : None Ex nA G Zone 2 (United Kingdom) / Validity : None Ex ia G Zone 0 (Europa) / Validity : None Ex ia G Zone 0 (International) / Validity : None Ex ia G Zone 0 (Korea) / Validity : None Ex ia G Zone 0 (North America) / Validity : None Ex ia G Zone 0 (United Kingdom) / Validity : None Ex nA G Zone 2 (Europa) / Validity : None Ex nA G Zone 2 (International) / Validity : None Ex nA G Zone 2 (United Kingdom) / Validity : None Ex ia G Zone 0 (Europa) / Validity : None Ex ia G Zone 0 (International) / Validity : None Ex ia G Zone 0 (Korea) / Validity : None Ex ia G Zone 0 (North America) / Validity : None Ex ia G Zone 0 (United Kingdom) / Validity : None Ex nA G Zone 2 (Europa) / Validity : None Ex nA G Zone 2 (International) / Validity : None Ex nA G Zone 2 (United Kingdom) / Validity : None Ex ia G Zone 0 (Europa) / Validity : None Ex ia G Zone 0 (International) / Validity : None Ex ia G Zone 0 (Korea) / Validity : None Ex ia G Zone 0 (North America) / Validity : None Ex ia G Zone 0 (United Kingdom) / Validity : None Ex nA G Zone 2 (Europa) / Validity : None Ex nA G Zone 2 (International) / Validity : None Ex nA G Zone 2 (United Kingdom) / Validity : None Ex ia G Zone 0 (Europa) / Validity : None Ex ia G Zone 0 (International) / Validity : None Ex ia G Zone 0 (Korea) / Validity : None Ex ia G Zone 0 (North America) / Validity : None Ex ia G Zone 0 (United Kingdom) / Validity : None Ex nA G Zone 2 (Europa) / Validity : None Ex nA G Zone 2 (International) / Validity : None Ex nA G Zone 2 (United Kingdom) / Validity : None Ex ia G Zone 0 (Europa) / Validity : None Ex ia G Zone 0 (International) / Validity : None Ex ia G Zone 0 (Korea) / Validity : None Ex ia G Zone 0 (North America) / Validity : None Ex ia G Zone 0 (United Kingdom) / Validity : None Ex nA G Zone 2 (Europa) / Validity : None Ex nA G Zone 2 (International) / Validity : None Ex nA G Zone 2 (United Kingdom) / Validity : None Ex ia G Zone 0 (Europa) / Validity : None Ex ia G Zone 0 (International) / Validity : None Ex ia G Zone 0 (Korea) / Validity : None Ex ia G Zone 0 (North America) / Validity : None Ex ia G Zone 0 (United Kingdom) / Validity : None Ex nA G Zone 2 (Europa) / Validity : None Ex nA G Zone 2 (International) / Validity : None Ex nA G Zone 2 (United Kingdom) / Validity : None Ex ia G Zone 0 (Europa) / Validity : None Ex ia G Zone 0 (International) / Validity : None Ex ia G Zone 0 (Korea) / Validity : None Ex ia G Zone 0 (North America) / Validity : None Ex ia G Zone 0 (United Kingdom) / Validity : None Ex nA G Zone 2 (Europa) / Validity : None Ex nA G Zone 2 (International) / Validity : None Ex nA G Zone 2 (United Kingdom) / Validity : None Ex ia G Zone 0 (Europa) / Validity : None Ex ia G Zone 0 (International) / Validity : None Ex ia G Zone 0 (Korea) / Validity : None Ex ia G Zone 0 (North America) / Validity : None Ex ia G Zone 0 (United Kingdom) / Validity : None Ex nA G Zone 2 (Europa) / Validity : None Ex nA G Zone 2 (International) / Validity : None Ex nA G Zone 2 (United Kingdom) / Validity : None Ex ia G Zone 0 (Europa) / Validity : None Ex ia G Zone 0 (International) / Validity : None Ex ia G Zone 0 (Korea) / Validity : None Ex ia G Zone 0 (North America) / Validity : None Ex ia G Zone 0 (United Kingdom) / Validity : None Ex nA G Zone 2 (Europa) / Validity : None Ex nA G Zone 2 (International) / Validity : None Ex nA G Zone 2 (United Kingdom) / Validity : None Ex ia G Zone 0 (Europa) / Validity : None Ex ia G Zone 0 (International) / Validity : None Ex ia G Zone 0 (Korea) / Validity : None Ex ia G Zone 0 (North America) / Validity : None Ex ia G Zone 0 (United Kingdom) / Validity : None Ex nA G Zone 2 (Europa) / Validity : None Ex nA G Zone 2 (International) / Validity : None Ex nA G Zone 2 (United Kingdom) / Validity : None Ex ia G Zone 0 (Europa) / Validity : None Ex ia G Zone 0 (International) / Validity : None Ex ia G Zone 0 (Korea) / Validity : None Ex ia G Zone 0 (North America) / Validity : None Ex ia G Zone 0 (United Kingdom) / Validity : None Ex nA G Zone 2 (Europa) / Validity : None Ex nA G Zone 2 (International) / Validity : None Ex nA G Zone 2 (United Kingdom) / Validity : None Ex ia G Zone 0 (Europa) / Validity : None Ex ia G Zone 0 (International) / Validity : None Ex ia G Zone 0 (North America) / Validity : None Ex ia G Zone 0 (United Kingdom) / Validity : None Ex nA G Zone 2 (Europa) / Validity : None Ex nA G Zone 2 (International) / Validity : None Ex nA G Zone 2 (United Kingdom) / Validity : None Ex ia G Zone 0 (Europa) / Validity : None Ex ia G Zone 0 (International) / Validity : None Ex ia G Zone 0 (North America) / Validity : None Ex ia G Zone 0 (United Kingdom) / Validity : None Ex nA G Zone 2 (Europa) / Validity : None Ex nA G Zone 2 (International) / Validity : None Ex nA G Zone 2 (United Kingdom) / Validity : None Ex ia G Zone 0 (Europa) / Validity : None Ex ia G Zone 0 (International) / Validity : None Ex ia G Zone 0 (North America) / Validity : None Ex ia G Zone 0 (United Kingdom) / Validity : None Ex nA G Zone 2 (Europa) / Validity : None Ex nA G Zone 2 (International) / Validity : None Ex nA G Zone 2 (United Kingdom) / Validity : None Ex ia G Zone 0 (Europa) / Validity : None Ex ia G Zone 0 (International) / Validity : None Ex ia G Zone 0 (Korea) / Validity : None Ex ia G Zone 0 (North America) / Validity : None Ex ia G Zone 0 (United Kingdom) / Validity : None Ex nA G Zone 2 (Europa) / Validity : None Ex nA G Zone 2 (International) / Validity : None Ex nA G Zone 2 (United Kingdom) / Validity : None Ex ia G Zone 0 (Europa) / Validity : None Ex ia G Zone 0 (International) / Validity : None Ex ia G Zone 0 (North America) / Validity : None Ex ia G Zone 0 (Russia, Belarus, Kyrgyzstan, Armenia, Kazakhstan) / Validity : 18.02.2026 Ex nA G Zone 2 (Europa) / Validity : None Ex nA G Zone 2 (International) / Validity : None Ex nA G Zone 2 (North America) / Validity : None Ex nA G Zone 2 (Russia, Belarus, Kyrgyzstan, Armenia, Kazakhstan) / Validity : 18.02.2026
CP502-122 | 143-502-000-12x | CP502-122 Piezoelectric Dynamic Pressure Sensor | VM 7/16" high temp connector, 1 m integral MI cable | CPxxx, IPC707, GSI127, EC069, EC112, EC119, EC222, MA126, MA Seal, CG505, ABAxxx, JB105, JB116 | Ex ia G Zone 0 (Europa) / Validity : None Ex ia G Zone 0 (International) / Validity : None Ex ia G Zone 0 (Korea) / Validity : None Ex ia G Zone 0 (North America) / Validity : None Ex ia G Zone 0 (United Kingdom) / Validity : None Ex nA G Zone 2 (Europa) / Validity : None Ex nA G Zone 2 (International) / Validity : None Ex nA G Zone 2 (United Kingdom) / Validity : None Ex ia G Zone 0 (Europa) / Validity : None Ex ia G Zone 0 (International) / Validity : None Ex ia G Zone 0 (Korea) / Validity : None Ex ia G Zone 0 (North America) / Validity : None Ex ia G Zone 0 (United Kingdom) / Validity : None Ex nA G Zone 2 (Europa) / Validity : None Ex nA G Zone 2 (International) / Validity : None Ex nA G Zone 2 (United Kingdom) / Validity : None Ex ia G Zone 0 (Europa) / Validity : None Ex ia G Zone 0 (International) / Validity : None Ex ia G Zone 0 (Korea) / Validity : None Ex ia G Zone 0 (North America) / Validity : None Ex ia G Zone 0 (United Kingdom) / Validity : None Ex nA G Zone 2 (Europa) / Validity : None Ex nA G Zone 2 (International) / Validity : None Ex nA G Zone 2 (United Kingdom) / Validity : None Ex ia G Zone 0 (Europa) / Validity : None Ex ia G Zone 0 (International) / Validity : None Ex ia G Zone 0 (Korea) / Validity : None Ex ia G Zone 0 (North America) / Validity : None Ex ia G Zone 0 (United Kingdom) / Validity : None Ex nA G Zone 2 (Europa) / Validity : None Ex nA G Zone 2 (International) / Validity : None Ex nA G Zone 2 (United Kingdom) / Validity : None Ex ia G Zone 0 (Europa) / Validity : None Ex ia G Zone 0 (International) / Validity : None Ex ia G Zone 0 (Korea) / Validity : None Ex ia G Zone 0 (North America) / Validity : None Ex ia G Zone 0 (United Kingdom) / Validity : None Ex nA G Zone 2 (Europa) / Validity : None Ex nA G Zone 2 (International) / Validity : None Ex nA G Zone 2 (United Kingdom) / Validity : None Ex ia G Zone 0 (Europa) / Validity : None Ex ia G Zone 0 (International) / Validity : None Ex ia G Zone 0 (Korea) / Validity : None Ex ia G Zone 0 (North America) / Validity : None Ex ia G Zone 0 (United Kingdom) / Validity : None Ex nA G Zone 2 (Europa) / Validity : None Ex nA G Zone 2 (International) / Validity : None Ex nA G Zone 2 (United Kingdom) / Validity : None Ex ia G Zone 0 (Europa) / Validity : None Ex ia G Zone 0 (International) / Validity : None Ex ia G Zone 0 (Korea) / Validity : None Ex ia G Zone 0 (North America) / Validity : None Ex ia G Zone 0 (United Kingdom) / Validity : None Ex nA G Zone 2 (Europa) / Validity : None Ex nA G Zone 2 (International) / Validity : None Ex nA G Zone 2 (United Kingdom) / Validity : None Ex ia G Zone 0 (Europa) / Validity : None Ex ia G Zone 0 (International) / Validity : None Ex ia G Zone 0 (Korea) / Validity : None Ex ia G Zone 0 (North America) / Validity : None Ex ia G Zone 0 (United Kingdom) / Validity : None Ex nA G Zone 2 (Europa) / Validity : None Ex nA G Zone 2 (International) / Validity : None Ex nA G Zone 2 (United Kingdom) / Validity : None Ex ia G Zone 0 (Europa) / Validity : None Ex ia G Zone 0 (International) / Validity : None Ex ia G Zone 0 (Korea) / Validity : None Ex ia G Zone 0 (North America) / Validity : None Ex ia G Zone 0 (United Kingdom) / Validity : None Ex nA G Zone 2 (Europa) / Validity : None Ex nA G Zone 2 (International) / Validity : None Ex nA G Zone 2 (United Kingdom) / Validity : None Ex ia G Zone 0 (Europa) / Validity : None Ex ia G Zone 0 (International) / Validity : None Ex ia G Zone 0 (Korea) / Validity : None Ex ia G Zone 0 (North America) / Validity : None Ex ia G Zone 0 (United Kingdom) / Validity : None Ex nA G Zone 2 (Europa) / Validity : None Ex nA G Zone 2 (International) / Validity : None Ex nA G Zone 2 (United Kingdom) / Validity : None Ex ia G Zone 0 (Europa) / Validity : None Ex ia G Zone 0 (International) / Validity : None Ex ia G Zone 0 (Korea) / Validity : None Ex ia G Zone 0 (North America) / Validity : None Ex ia G Zone 0 (United Kingdom) / Validity : None Ex nA G Zone 2 (Europa) / Validity : None Ex nA G Zone 2 (International) / Validity : None Ex nA G Zone 2 (United Kingdom) / Validity : None Ex ia G Zone 0 (Europa) / Validity : None Ex ia G Zone 0 (International) / Validity : None Ex ia G Zone 0 (Korea) / Validity : None Ex ia G Zone 0 (North America) / Validity : None Ex ia G Zone 0 (United Kingdom) / Validity : None Ex nA G Zone 2 (Europa) / Validity : None Ex nA G Zone 2 (International) / Validity : None Ex nA G Zone 2 (United Kingdom) / Validity : None Ex ia G Zone 0 (Europa) / Validity : None Ex ia G Zone 0 (International) / Validity : None Ex ia G Zone 0 (Korea) / Validity : None Ex ia G Zone 0 (North America) / Validity : None Ex ia G Zone 0 (United Kingdom) / Validity : None Ex nA G Zone 2 (Europa) / Validity : None Ex nA G Zone 2 (International) / Validity : None Ex nA G Zone 2 (United Kingdom) / Validity : None Ex ia G Zone 0 (Europa) / Validity : None Ex ia G Zone 0 (International) / Validity : None Ex ia G Zone 0 (Korea) / Validity : None Ex ia G Zone 0 (North America) / Validity : None Ex ia G Zone 0 (United Kingdom) / Validity : None Ex nA G Zone 2 (Europa) / Validity : None Ex nA G Zone 2 (International) / Validity : None Ex nA G Zone 2 (United Kingdom) / Validity : None Ex ia G Zone 0 (Europa) / Validity : None Ex ia G Zone 0 (International) / Validity : None Ex ia G Zone 0 (Korea) / Validity : None Ex ia G Zone 0 (North America) / Validity : None Ex ia G Zone 0 (United Kingdom) / Validity : None Ex nA G Zone 2 (Europa) / Validity : None Ex nA G Zone 2 (International) / Validity : None Ex nA G Zone 2 (United Kingdom) / Validity : None Ex ia G Zone 0 (Europa) / Validity : None Ex ia G Zone 0 (International) / Validity : None Ex ia G Zone 0 (Korea) / Validity : None Ex ia G Zone 0 (North America) / Validity : None Ex ia G Zone 0 (United Kingdom) / Validity : None Ex nA G Zone 2 (Europa) / Validity : None Ex nA G Zone 2 (International) / Validity : None Ex nA G Zone 2 (United Kingdom) / Validity : None Ex ia G Zone 0 (Europa) / Validity : None Ex ia G Zone 0 (International) / Validity : None Ex ia G Zone 0 (Korea) / Validity : None Ex ia G Zone 0 (North America) / Validity : None Ex ia G Zone 0 (United Kingdom) / Validity : None Ex nA G Zone 2 (Europa) / Validity : None Ex nA G Zone 2 (International) / Validity : None Ex nA G Zone 2 (United Kingdom) / Validity : None Ex ia G Zone 0 (Europa) / Validity : None Ex ia G Zone 0 (International) / Validity : None Ex ia G Zone 0 (Korea) / Validity : None Ex ia G Zone 0 (North America) / Validity : None Ex ia G Zone 0 (United Kingdom) / Validity : None Ex nA G Zone 2 (Europa) / Validity : None Ex nA G Zone 2 (International) / Validity : None Ex nA G Zone 2 (United Kingdom) / Validity : None Ex ia G Zone 0 (Europa) / Validity : None Ex ia G Zone 0 (International) / Validity : None Ex ia G Zone 0 (Korea) / Validity : None Ex ia G Zone 0 (North America) / Validity : None Ex ia G Zone 0 (United Kingdom) / Validity : None Ex nA G Zone 2 (Europa) / Validity : None Ex nA G Zone 2 (International) / Validity : None Ex nA G Zone 2 (United Kingdom) / Validity : None Ex ia G Zone 0 (Europa) / Validity : None Ex ia G Zone 0 (International) / Validity : None Ex ia G Zone 0 (Korea) / Validity : None Ex ia G Zone 0 (North America) / Validity : None Ex ia G Zone 0 (United Kingdom) / Validity : None Ex nA G Zone 2 (Europa) / Validity : None Ex nA G Zone 2 (International) / Validity : None Ex nA G Zone 2 (United Kingdom) / Validity : None Ex ia G Zone 0 (Europa) / Validity : None Ex ia G Zone 0 (International) / Validity : None Ex ia G Zone 0 (Korea) / Validity : None Ex ia G Zone 0 (North America) / Validity : None Ex ia G Zone 0 (United Kingdom) / Validity : None Ex nA G Zone 2 (Europa) / Validity : None Ex nA G Zone 2 (International) / Validity : None Ex nA G Zone 2 (United Kingdom) / Validity : None Ex ia G Zone 0 (Europa) / Validity : None Ex ia G Zone 0 (International) / Validity : None Ex ia G Zone 0 (Korea) / Validity : None Ex ia G Zone 0 (North America) / Validity : None Ex ia G Zone 0 (United Kingdom) / Validity : None Ex nA G Zone 2 (Europa) / Validity : None Ex nA G Zone 2 (International) / Validity : None Ex nA G Zone 2 (United Kingdom) / Validity : None Ex ia G Zone 0 (Europa) / Validity : None Ex ia G Zone 0 (International) / Validity : None Ex ia G Zone 0 (Korea) / Validity : None Ex ia G Zone 0 (North America) / Validity : None Ex ia G Zone 0 (United Kingdom) / Validity : None Ex nA G Zone 2 (Europa) / Validity : None Ex nA G Zone 2 (International) / Validity : None Ex nA G Zone 2 (United Kingdom) / Validity : None Ex ia G Zone 0 (Europa) / Validity : None Ex ia G Zone 0 (International) / Validity : None Ex ia G Zone 0 (Korea) / Validity : None Ex ia G Zone 0 (North America) / Validity : None Ex ia G Zone 0 (United Kingdom) / Validity : None Ex nA G Zone 2 (Europa) / Validity : None Ex nA G Zone 2 (International) / Validity : None Ex nA G Zone 2 (United Kingdom) / Validity : None Ex ia G Zone 0 (Europa) / Validity : None Ex ia G Zone 0 (International) / Validity : None Ex ia G Zone 0 (Korea) / Validity : None Ex ia G Zone 0 (North America) / Validity : None Ex ia G Zone 0 (United Kingdom) / Validity : None Ex nA G Zone 2 (Europa) / Validity : None Ex nA G Zone 2 (International) / Validity : None Ex nA G Zone 2 (United Kingdom) / Validity : None Ex ia G Zone 0 (Europa) / Validity : None Ex ia G Zone 0 (International) / Validity : None Ex ia G Zone 0 (North America) / Validity : None Ex ia G Zone 0 (United Kingdom) / Validity : None Ex nA G Zone 2 (Europa) / Validity : None Ex nA G Zone 2 (International) / Validity : None Ex nA G Zone 2 (United Kingdom) / Validity : None Ex ia G Zone 0 (Europa) / Validity : None Ex ia G Zone 0 (International) / Validity : None Ex ia G Zone 0 (North America) / Validity : None Ex ia G Zone 0 (United Kingdom) / Validity : None Ex nA G Zone 2 (Europa) / Validity : None Ex nA G Zone 2 (International) / Validity : None Ex nA G Zone 2 (United Kingdom) / Validity : None Ex ia G Zone 0 (Europa) / Validity : None Ex ia G Zone 0 (International) / Validity : None Ex ia G Zone 0 (North America) / Validity : None Ex ia G Zone 0 (United Kingdom) / Validity : None Ex nA G Zone 2 (Europa) / Validity : None Ex nA G Zone 2 (International) / Validity : None Ex nA G Zone 2 (United Kingdom) / Validity : None Ex ia G Zone 0 (Europa) / Validity : None Ex ia G Zone 0 (International) / Validity : None Ex ia G Zone 0 (North America) / Validity : None Ex ia G Zone 0 (United Kingdom) / Validity : None Ex nA G Zone 2 (Europa) / Validity : None Ex nA G Zone 2 (International) / Validity : None Ex nA G Zone 2 (United Kingdom) / Validity : None Ex ia G Zone 0 (Europa) / Validity : None Ex ia G Zone 0 (International) / Validity : None Ex ia G Zone 0 (Korea) / Validity : None Ex ia G Zone 0 (North America) / Validity : None Ex ia G Zone 0 (United Kingdom) / Validity : None Ex nA G Zone 2 (Europa) / Validity : None Ex nA G Zone 2 (International) / Validity : None Ex nA G Zone 2 (United Kingdom) / Validity : None Ex ia G Zone 0 (Europa) / Validity : None Ex ia G Zone 0 (International) / Validity : None Ex ia G Zone 0 (Korea) / Validity : None Ex ia G Zone 0 (North America) / Validity : None Ex ia G Zone 0 (United Kingdom) / Validity : None Ex nA G Zone 2 (Europa) / Validity : None Ex nA G Zone 2 (International) / Validity : None Ex nA G Zone 2 (United Kingdom) / Validity : None Ex ia G Zone 0 (Europa) / Validity : None Ex ia G Zone 0 (International) / Validity : None Ex ia G Zone 0 (Korea) / Validity : None Ex ia G Zone 0 (North America) / Validity : None Ex ia G Zone 0 (United Kingdom) / Validity : None Ex nA G Zone 2 (Europa) / Validity : None Ex nA G Zone 2 (International) / Validity : None Ex nA G Zone 2 (United Kingdom) / Validity : None Ex ia G Zone 0 (Europa) / Validity : None Ex ia G Zone 0 (International) / Validity : None Ex ia G Zone 0 (Korea) / Validity : None Ex ia G Zone 0 (North America) / Validity : None Ex ia G Zone 0 (United Kingdom) / Validity : None Ex nA G Zone 2 (Europa) / Validity : None Ex nA G Zone 2 (International) / Validity : None Ex nA G Zone 2 (United Kingdom) / Validity : None Ex ia G Zone 0 (Europa) / Validity : None Ex ia G Zone 0 (International) / Validity : None Ex ia G Zone 0 (Korea) / Validity : None Ex ia G Zone 0 (North America) / Validity : None Ex ia G Zone 0 (United Kingdom) / Validity : None Ex nA G Zone 2 (Europa) / Validity : None Ex nA G Zone 2 (International) / Validity : None Ex nA G Zone 2 (United Kingdom) / Validity : None Ex ia G Zone 0 (Europa) / Validity : None Ex ia G Zone 0 (International) / Validity : None Ex ia G Zone 0 (Korea) / Validity : None Ex ia G Zone 0 (North America) / Validity : None Ex ia G Zone 0 (United Kingdom) / Validity : None Ex ib G Zone 1 (Japan) / Validity : 22.08.2025 Ex nA G Zone 2 (Europa) / Validity : None Ex nA G Zone 2 (International) / Validity : None Ex nA G Zone 2 (United Kingdom) / Validity : None Ex ia G Zone 0 (Europa) / Validity : None Ex ia G Zone 0 (International) / Validity : None Ex ia G Zone 0 (Korea) / Validity : None Ex ia G Zone 0 (North America) / Validity : None Ex ia G Zone 0 (United Kingdom) / Validity : None Ex nA G Zone 2 (Europa) / Validity : None Ex nA G Zone 2 (International) / Validity : None Ex nA G Zone 2 (United Kingdom) / Validity : None Ex ia G Zone 0 (Europa) / Validity : None Ex ia G Zone 0 (International) / Validity : None Ex ia G Zone 0 (Korea) / Validity : None Ex ia G Zone 0 (North America) / Validity : None Ex ia G Zone 0 (United Kingdom) / Validity : None Ex nA G Zone 2 (Europa) / Validity : None Ex nA G Zone 2 (International) / Validity : None Ex nA G Zone 2 (United Kingdom) / Validity : None Ex ia G Zone 0 (Europa) / Validity : None Ex ia G Zone 0 (International) / Validity : None Ex ia G Zone 0 (Korea) / Validity : None Ex ia G Zone 0 (North America) / Validity : None Ex ia G Zone 0 (United Kingdom) / Validity : None Ex ib G Zone 1 (Japan) / Validity : 24.05.2024 Ex nA G Zone 2 (Europa) / Validity : None Ex nA G Zone 2 (International) / Validity : None Ex nA G Zone 2 (United Kingdom) / Validity : None Ex ia G Zone 0 (Europa) / Validity : None Ex ia G Zone 0 (International) / Validity : None Ex ia G Zone 0 (Korea) / Validity : None Ex ia G Zone 0 (North America) / Validity : None Ex ia G Zone 0 (United Kingdom) / Validity : None Ex nA G Zone 2 (Europa) / Validity : None Ex nA G Zone 2 (International) / Validity : None Ex nA G Zone 2 (United Kingdom) / Validity : None Ex ia G Zone 0 (Europa) / Validity : None Ex ia G Zone 0 (International) / Validity : None Ex ia G Zone 0 (Korea) / Validity : None Ex ia G Zone 0 (North America) / Validity : None Ex ia G Zone 0 (United Kingdom) / Validity : None Ex nA G Zone 2 (Europa) / Validity : None Ex nA G Zone 2 (International) / Validity : None Ex nA G Zone 2 (United Kingdom) / Validity : None Ex ia G Zone 0 (Europa) / Validity : None Ex ia G Zone 0 (International) / Validity : None Ex ia G Zone 0 (Korea) / Validity : None Ex ia G Zone 0 (North America) / Validity : None Ex ia G Zone 0 (United Kingdom) / Validity : None Ex nA G Zone 2 (Europa) / Validity : None Ex nA G Zone 2 (International) / Validity : None Ex nA G Zone 2 (United Kingdom) / Validity : None Ex ia G Zone 0 (Europa) / Validity : None Ex ia G Zone 0 (International) / Validity : None Ex ia G Zone 0 (Korea) / Validity : None Ex ia G Zone 0 (North America) / Validity : None Ex ia G Zone 0 (United Kingdom) / Validity : None Ex nA G Zone 2 (Europa) / Validity : None Ex nA G Zone 2 (International) / Validity : None Ex nA G Zone 2 (United Kingdom) / Validity : None Ex ia G Zone 0 (Europa) / Validity : None Ex ia G Zone 0 (International) / Validity : None Ex ia G Zone 0 (Korea) / Validity : None Ex ia G Zone 0 (North America) / Validity : None Ex ia G Zone 0 (United Kingdom) / Validity : None Ex nA G Zone 2 (Europa) / Validity : None Ex nA G Zone 2 (International) / Validity : None Ex nA G Zone 2 (United Kingdom) / Validity : None Ex ia G Zone 0 (Europa) / Validity : None Ex ia G Zone 0 (International) / Validity : None Ex ia G Zone 0 (Korea) / Validity : None Ex ia G Zone 0 (North America) / Validity : None Ex ia G Zone 0 (United Kingdom) / Validity : None Ex nA G Zone 2 (Europa) / Validity : None Ex nA G Zone 2 (International) / Validity : None Ex nA G Zone 2 (United Kingdom) / Validity : None Ex ia G Zone 0 (Europa) / Validity : None Ex ia G Zone 0 (International) / Validity : None Ex ia G Zone 0 (Korea) / Validity : None Ex ia G Zone 0 (North America) / Validity : None Ex ia G Zone 0 (United Kingdom) / Validity : None Ex nA G Zone 2 (Europa) / Validity : None Ex nA G Zone 2 (International) / Validity : None Ex nA G Zone 2 (United Kingdom) / Validity : None Ex ia G Zone 0 (Europa) / Validity : None Ex ia G Zone 0 (International) / Validity : None Ex ia G Zone 0 (Korea) / Validity : None Ex ia G Zone 0 (North America) / Validity : None Ex ia G Zone 0 (United Kingdom) / Validity : None Ex nA G Zone 2 (Europa) / Validity : None Ex nA G Zone 2 (International) / Validity : None Ex nA G Zone 2 (United Kingdom) / Validity : None Ex ia G Zone 0 (Europa) / Validity : None Ex ia G Zone 0 (International) / Validity : None Ex ia G Zone 0 (Korea) / Validity : None Ex ia G Zone 0 (North America) / Validity : None Ex ia G Zone 0 (United Kingdom) / Validity : None Ex nA G Zone 2 (Europa) / Validity : None Ex nA G Zone 2 (International) / Validity : None Ex nA G Zone 2 (United Kingdom) / Validity : None Ex ia G Zone 0 (Europa) / Validity : None Ex ia G Zone 0 (International) / Validity : None Ex ia G Zone 0 (Korea) / Validity : None Ex ia G Zone 0 (North America) / Validity : None Ex ia G Zone 0 (United Kingdom) / Validity : None Ex nA G Zone 2 (Europa) / Validity : None Ex nA G Zone 2 (International) / Validity : None Ex nA G Zone 2 (United Kingdom) / Validity : None Ex ia G Zone 0 (Europa) / Validity : None Ex ia G Zone 0 (International) / Validity : None Ex ia G Zone 0 (Korea) / Validity : None Ex ia G Zone 0 (North America) / Validity : None Ex ia G Zone 0 (United Kingdom) / Validity : None Ex nA G Zone 2 (Europa) / Validity : None Ex nA G Zone 2 (International) / Validity : None Ex nA G Zone 2 (United Kingdom) / Validity : None Ex ia G Zone 0 (Europa) / Validity : None Ex ia G Zone 0 (International) / Validity : None Ex ia G Zone 0 (Korea) / Validity : None Ex ia G Zone 0 (North America) / Validity : None Ex ia G Zone 0 (United Kingdom) / Validity : None Ex nA G Zone 2 (Europa) / Validity : None Ex nA G Zone 2 (International) / Validity : None Ex nA G Zone 2 (United Kingdom) / Validity : None Ex ia G Zone 0 (Europa) / Validity : None Ex ia G Zone 0 (International) / Validity : None Ex ia G Zone 0 (Korea) / Validity : None Ex ia G Zone 0 (North America) / Validity : None Ex ia G Zone 0 (United Kingdom) / Validity : None Ex nA G Zone 2 (Europa) / Validity : None Ex nA G Zone 2 (International) / Validity : None Ex nA G Zone 2 (United Kingdom) / Validity : None Ex ia G Zone 0 (Europa) / Validity : None Ex ia G Zone 0 (International) / Validity : None Ex ia G Zone 0 (Korea) / Validity : None Ex ia G Zone 0 (North America) / Validity : None Ex ia G Zone 0 (United Kingdom) / Validity : None Ex nA G Zone 2 (Europa) / Validity : None Ex nA G Zone 2 (International) / Validity : None Ex nA G Zone 2 (United Kingdom) / Validity : None Ex ia G Zone 0 (Europa) / Validity : None Ex ia G Zone 0 (International) / Validity : None Ex ia G Zone 0 (Korea) / Validity : None Ex ia G Zone 0 (North America) / Validity : None Ex ia G Zone 0 (United Kingdom) / Validity : None Ex nA G Zone 2 (Europa) / Validity : None Ex nA G Zone 2 (International) / Validity : None Ex nA G Zone 2 (United Kingdom) / Validity : None Ex ia G Zone 0 (Europa) / Validity : None Ex ia G Zone 0 (International) / Validity : None Ex ia G Zone 0 (Korea) / Validity : None Ex ia G Zone 0 (North America) / Validity : None Ex ia G Zone 0 (United Kingdom) / Validity : None Ex nA G Zone 2 (Europa) / Validity : None Ex nA G Zone 2 (International) / Validity : None Ex nA G Zone 2 (United Kingdom) / Validity : None Ex ia G Zone 0 (Europa) / Validity : None Ex ia G Zone 0 (International) / Validity : None Ex ia G Zone 0 (Korea) / Validity : None Ex ia G Zone 0 (North America) / Validity : None Ex ia G Zone 0 (United Kingdom) / Validity : None Ex nA G Zone 2 (Europa) / Validity : None Ex nA G Zone 2 (International) / Validity : None Ex nA G Zone 2 (United Kingdom) / Validity : None Ex ia G Zone 0 (Europa) / Validity : None Ex ia G Zone 0 (International) / Validity : None Ex ia G Zone 0 (Korea) / Validity : None Ex ia G Zone 0 (North America) / Validity : None Ex ia G Zone 0 (United Kingdom) / Validity : None Ex nA G Zone 2 (Europa) / Validity : None Ex nA G Zone 2 (International) / Validity : None Ex nA G Zone 2 (United Kingdom) / Validity : None Ex ia G Zone 0 (Europa) / Validity : None Ex ia G Zone 0 (International) / Validity : None Ex ia G Zone 0 (North America) / Validity : None Ex ia G Zone 0 (United Kingdom) / Validity : None Ex nA G Zone 2 (Europa) / Validity : None Ex nA G Zone 2 (International) / Validity : None Ex nA G Zone 2 (United Kingdom) / Validity : None Ex ia G Zone 0 (Europa) / Validity : None Ex ia G Zone 0 (International) / Validity : None Ex ia G Zone 0 (North America) / Validity : None Ex ia G Zone 0 (United Kingdom) / Validity : None Ex nA G Zone 2 (Europa) / Validity : None Ex nA G Zone 2 (International) / Validity : None Ex nA G Zone 2 (United Kingdom) / Validity : None Ex ia G Zone 0 (Europa) / Validity : None Ex ia G Zone 0 (International) / Validity : None Ex ia G Zone 0 (North America) / Validity : None Ex ia G Zone 0 (United Kingdom) / Validity : None Ex nA G Zone 2 (Europa) / Validity : None Ex nA G Zone 2 (International) / Validity : None Ex nA G Zone 2 (United Kingdom) / Validity : None Ex ia G Zone 0 (Europa) / Validity : None Ex ia G Zone 0 (International) / Validity : None Ex ia G Zone 0 (Korea) / Validity : None Ex ia G Zone 0 (North America) / Validity : None Ex ia G Zone 0 (United Kingdom) / Validity : None Ex nA G Zone 2 (Europa) / Validity : None Ex nA G Zone 2 (International) / Validity : None Ex nA G Zone 2 (United Kingdom) / Validity : None Ex ia G Zone 0 (Europa) / Validity : None Ex ia G Zone 0 (International) / Validity : None Ex ia G Zone 0 (North America) / Validity : None Ex ia G Zone 0 (Russia, Belarus, Kyrgyzstan, Armenia, Kazakhstan) / Validity : 18.02.2026 Ex nA G Zone 2 (Europa) / Validity : None Ex nA G Zone 2 (International) / Validity : None Ex nA G Zone 2 (North America) / Validity : None Ex nA G Zone 2 (Russia, Belarus, Kyrgyzstan, Armenia, Kazakhstan) / Validity : 18.02.2026
CP502-132 | 143-502-000-13x | CP502-132 Piezoelectric Dynamic Pressure Sensor | VM 7/16" high temp connector, 3 m integral MI cable | CPxxx, IPC707, GSI127, EC069, EC112, EC119, EC222, MA126, MA Seal, CG505, ABAxxx, JB105, JB116 | Ex ia G Zone 0 (Europa) / Validity : None Ex ia G Zone 0 (International) / Validity : None Ex ia G Zone 0 (Korea) / Validity : None Ex ia G Zone 0 (North America) / Validity : None Ex ia G Zone 0 (United Kingdom) / Validity : None Ex nA G Zone 2 (Europa) / Validity : None Ex nA G Zone 2 (International) / Validity : None Ex nA G Zone 2 (United Kingdom) / Validity : None Ex ia G Zone 0 (Europa) / Validity : None Ex ia G Zone 0 (International) / Validity : None Ex ia G Zone 0 (Korea) / Validity : None Ex ia G Zone 0 (North America) / Validity : None Ex ia G Zone 0 (United Kingdom) / Validity : None Ex nA G Zone 2 (Europa) / Validity : None Ex nA G Zone 2 (International) / Validity : None Ex nA G Zone 2 (United Kingdom) / Validity : None Ex ia G Zone 0 (Europa) / Validity : None Ex ia G Zone 0 (International) / Validity : None Ex ia G Zone 0 (Korea) / Validity : None Ex ia G Zone 0 (North America) / Validity : None Ex ia G Zone 0 (United Kingdom) / Validity : None Ex nA G Zone 2 (Europa) / Validity : None Ex nA G Zone 2 (International) / Validity : None Ex nA G Zone 2 (United Kingdom) / Validity : None Ex ia G Zone 0 (Europa) / Validity : None Ex ia G Zone 0 (International) / Validity : None Ex ia G Zone 0 (Korea) / Validity : None Ex ia G Zone 0 (North America) / Validity : None Ex ia G Zone 0 (United Kingdom) / Validity : None Ex nA G Zone 2 (Europa) / Validity : None Ex nA G Zone 2 (International) / Validity : None Ex nA G Zone 2 (United Kingdom) / Validity : None Ex ia G Zone 0 (Europa) / Validity : None Ex ia G Zone 0 (International) / Validity : None Ex ia G Zone 0 (Korea) / Validity : None Ex ia G Zone 0 (North America) / Validity : None Ex ia G Zone 0 (United Kingdom) / Validity : None Ex nA G Zone 2 (Europa) / Validity : None Ex nA G Zone 2 (International) / Validity : None Ex nA G Zone 2 (United Kingdom) / Validity : None Ex ia G Zone 0 (Europa) / Validity : None Ex ia G Zone 0 (International) / Validity : None Ex ia G Zone 0 (Korea) / Validity : None Ex ia G Zone 0 (North America) / Validity : None Ex ia G Zone 0 (United Kingdom) / Validity : None Ex nA G Zone 2 (Europa) / Validity : None Ex nA G Zone 2 (International) / Validity : None Ex nA G Zone 2 (United Kingdom) / Validity : None Ex ia G Zone 0 (Europa) / Validity : None Ex ia G Zone 0 (International) / Validity : None Ex ia G Zone 0 (Korea) / Validity : None Ex ia G Zone 0 (North America) / Validity : None Ex ia G Zone 0 (United Kingdom) / Validity : None Ex nA G Zone 2 (Europa) / Validity : None Ex nA G Zone 2 (International) / Validity : None Ex nA G Zone 2 (United Kingdom) / Validity : None Ex ia G Zone 0 (Europa) / Validity : None Ex ia G Zone 0 (International) / Validity : None Ex ia G Zone 0 (Korea) / Validity : None Ex ia G Zone 0 (North America) / Validity : None Ex ia G Zone 0 (United Kingdom) / Validity : None Ex nA G Zone 2 (Europa) / Validity : None Ex nA G Zone 2 (International) / Validity : None Ex nA G Zone 2 (United Kingdom) / Validity : None Ex ia G Zone 0 (Europa) / Validity : None Ex ia G Zone 0 (International) / Validity : None Ex ia G Zone 0 (Korea) / Validity : None Ex ia G Zone 0 (North America) / Validity : None Ex ia G Zone 0 (United Kingdom) / Validity : None Ex nA G Zone 2 (Europa) / Validity : None Ex nA G Zone 2 (International) / Validity : None Ex nA G Zone 2 (United Kingdom) / Validity : None Ex ia G Zone 0 (Europa) / Validity : None Ex ia G Zone 0 (International) / Validity : None Ex ia G Zone 0 (Korea) / Validity : None Ex ia G Zone 0 (North America) / Validity : None Ex ia G Zone 0 (United Kingdom) / Validity : None Ex nA G Zone 2 (Europa) / Validity : None Ex nA G Zone 2 (International) / Validity : None Ex nA G Zone 2 (United Kingdom) / Validity : None Ex ia G Zone 0 (Europa) / Validity : None Ex ia G Zone 0 (International) / Validity : None Ex ia G Zone 0 (Korea) / Validity : None Ex ia G Zone 0 (North America) / Validity : None Ex ia G Zone 0 (United Kingdom) / Validity : None Ex nA G Zone 2 (Europa) / Validity : None Ex nA G Zone 2 (International) / Validity : None Ex nA G Zone 2 (United Kingdom) / Validity : None Ex ia G Zone 0 (Europa) / Validity : None Ex ia G Zone 0 (International) / Validity : None Ex ia G Zone 0 (Korea) / Validity : None Ex ia G Zone 0 (North America) / Validity : None Ex ia G Zone 0 (United Kingdom) / Validity : None Ex nA G Zone 2 (Europa) / Validity : None Ex nA G Zone 2 (International) / Validity : None Ex nA G Zone 2 (United Kingdom) / Validity : None Ex ia G Zone 0 (Europa) / Validity : None Ex ia G Zone 0 (International) / Validity : None Ex ia G Zone 0 (Korea) / Validity : None Ex ia G Zone 0 (North America) / Validity : None Ex ia G Zone 0 (United Kingdom) / Validity : None Ex nA G Zone 2 (Europa) / Validity : None Ex nA G Zone 2 (International) / Validity : None Ex nA G Zone 2 (United Kingdom) / Validity : None Ex ia G Zone 0 (Europa) / Validity : None Ex ia G Zone 0 (International) / Validity : None Ex ia G Zone 0 (Korea) / Validity : None Ex ia G Zone 0 (North America) / Validity : None Ex ia G Zone 0 (United Kingdom) / Validity : None Ex nA G Zone 2 (Europa) / Validity : None Ex nA G Zone 2 (International) / Validity : None Ex nA G Zone 2 (United Kingdom) / Validity : None Ex ia G Zone 0 (Europa) / Validity : None Ex ia G Zone 0 (International) / Validity : None Ex ia G Zone 0 (Korea) / Validity : None Ex ia G Zone 0 (North America) / Validity : None Ex ia G Zone 0 (United Kingdom) / Validity : None Ex nA G Zone 2 (Europa) / Validity : None Ex nA G Zone 2 (International) / Validity : None Ex nA G Zone 2 (United Kingdom) / Validity : None Ex ia G Zone 0 (Europa) / Validity : None Ex ia G Zone 0 (International) / Validity : None Ex ia G Zone 0 (Korea) / Validity : None Ex ia G Zone 0 (North America) / Validity : None Ex ia G Zone 0 (United Kingdom) / Validity : None Ex nA G Zone 2 (Europa) / Validity : None Ex nA G Zone 2 (International) / Validity : None Ex nA G Zone 2 (United Kingdom) / Validity : None Ex ia G Zone 0 (Europa) / Validity : None Ex ia G Zone 0 (International) / Validity : None Ex ia G Zone 0 (Korea) / Validity : None Ex ia G Zone 0 (North America) / Validity : None Ex ia G Zone 0 (United Kingdom) / Validity : None Ex nA G Zone 2 (Europa) / Validity : None Ex nA G Zone 2 (International) / Validity : None Ex nA G Zone 2 (United Kingdom) / Validity : None Ex ia G Zone 0 (Europa) / Validity : None Ex ia G Zone 0 (International) / Validity : None Ex ia G Zone 0 (Korea) / Validity : None Ex ia G Zone 0 (North America) / Validity : None Ex ia G Zone 0 (United Kingdom) / Validity : None Ex nA G Zone 2 (Europa) / Validity : None Ex nA G Zone 2 (International) / Validity : None Ex nA G Zone 2 (United Kingdom) / Validity : None Ex ia G Zone 0 (Europa) / Validity : None Ex ia G Zone 0 (International) / Validity : None Ex ia G Zone 0 (Korea) / Validity : None Ex ia G Zone 0 (North America) / Validity : None Ex ia G Zone 0 (United Kingdom) / Validity : None Ex nA G Zone 2 (Europa) / Validity : None Ex nA G Zone 2 (International) / Validity : None Ex nA G Zone 2 (United Kingdom) / Validity : None Ex ia G Zone 0 (Europa) / Validity : None Ex ia G Zone 0 (International) / Validity : None Ex ia G Zone 0 (Korea) / Validity : None Ex ia G Zone 0 (North America) / Validity : None Ex ia G Zone 0 (United Kingdom) / Validity : None Ex nA G Zone 2 (Europa) / Validity : None Ex nA G Zone 2 (International) / Validity : None Ex nA G Zone 2 (United Kingdom) / Validity : None Ex ia G Zone 0 (Europa) / Validity : None Ex ia G Zone 0 (International) / Validity : None Ex ia G Zone 0 (Korea) / Validity : None Ex ia G Zone 0 (North America) / Validity : None Ex ia G Zone 0 (United Kingdom) / Validity : None Ex nA G Zone 2 (Europa) / Validity : None Ex nA G Zone 2 (International) / Validity : None Ex nA G Zone 2 (United Kingdom) / Validity : None Ex ia G Zone 0 (Europa) / Validity : None Ex ia G Zone 0 (International) / Validity : None Ex ia G Zone 0 (Korea) / Validity : None Ex ia G Zone 0 (North America) / Validity : None Ex ia G Zone 0 (United Kingdom) / Validity : None Ex nA G Zone 2 (Europa) / Validity : None Ex nA G Zone 2 (International) / Validity : None Ex nA G Zone 2 (United Kingdom) / Validity : None Ex ia G Zone 0 (Europa) / Validity : None Ex ia G Zone 0 (International) / Validity : None Ex ia G Zone 0 (Korea) / Validity : None Ex ia G Zone 0 (North America) / Validity : None Ex ia G Zone 0 (United Kingdom) / Validity : None Ex nA G Zone 2 (Europa) / Validity : None Ex nA G Zone 2 (International) / Validity : None Ex nA G Zone 2 (United Kingdom) / Validity : None Ex ia G Zone 0 (Europa) / Validity : None Ex ia G Zone 0 (International) / Validity : None Ex ia G Zone 0 (Korea) / Validity : None Ex ia G Zone 0 (North America) / Validity : None Ex ia G Zone 0 (United Kingdom) / Validity : None Ex nA G Zone 2 (Europa) / Validity : None Ex nA G Zone 2 (International) / Validity : None Ex nA G Zone 2 (United Kingdom) / Validity : None Ex ia G Zone 0 (Europa) / Validity : None Ex ia G Zone 0 (International) / Validity : None Ex ia G Zone 0 (Korea) / Validity : None Ex ia G Zone 0 (North America) / Validity : None Ex ia G Zone 0 (United Kingdom) / Validity : None Ex nA G Zone 2 (Europa) / Validity : None Ex nA G Zone 2 (International) / Validity : None Ex nA G Zone 2 (United Kingdom) / Validity : None Ex ia G Zone 0 (Europa) / Validity : None Ex ia G Zone 0 (International) / Validity : None Ex ia G Zone 0 (North America) / Validity : None Ex ia G Zone 0 (United Kingdom) / Validity : None Ex nA G Zone 2 (Europa) / Validity : None Ex nA G Zone 2 (International) / Validity : None Ex nA G Zone 2 (United Kingdom) / Validity : None Ex ia G Zone 0 (Europa) / Validity : None Ex ia G Zone 0 (International) / Validity : None Ex ia G Zone 0 (North America) / Validity : None Ex ia G Zone 0 (United Kingdom) / Validity : None Ex nA G Zone 2 (Europa) / Validity : None Ex nA G Zone 2 (International) / Validity : None Ex nA G Zone 2 (United Kingdom) / Validity : None Ex ia G Zone 0 (Europa) / Validity : None Ex ia G Zone 0 (International) / Validity : None Ex ia G Zone 0 (North America) / Validity : None Ex ia G Zone 0 (United Kingdom) / Validity : None Ex nA G Zone 2 (Europa) / Validity : None Ex nA G Zone 2 (International) / Validity : None Ex nA G Zone 2 (United Kingdom) / Validity : None Ex ia G Zone 0 (Europa) / Validity : None Ex ia G Zone 0 (International) / Validity : None Ex ia G Zone 0 (North America) / Validity : None Ex ia G Zone 0 (United Kingdom) / Validity : None Ex nA G Zone 2 (Europa) / Validity : None Ex nA G Zone 2 (International) / Validity : None Ex nA G Zone 2 (United Kingdom) / Validity : None Ex ia G Zone 0 (Europa) / Validity : None Ex ia G Zone 0 (International) / Validity : None Ex ia G Zone 0 (Korea) / Validity : None Ex ia G Zone 0 (North America) / Validity : None Ex ia G Zone 0 (United Kingdom) / Validity : None Ex nA G Zone 2 (Europa) / Validity : None Ex nA G Zone 2 (International) / Validity : None Ex nA G Zone 2 (United Kingdom) / Validity : None Ex ia G Zone 0 (Europa) / Validity : None Ex ia G Zone 0 (International) / Validity : None Ex ia G Zone 0 (Korea) / Validity : None Ex ia G Zone 0 (North America) / Validity : None Ex ia G Zone 0 (United Kingdom) / Validity : None Ex nA G Zone 2 (Europa) / Validity : None Ex nA G Zone 2 (International) / Validity : None Ex nA G Zone 2 (United Kingdom) / Validity : None Ex ia G Zone 0 (Europa) / Validity : None Ex ia G Zone 0 (International) / Validity : None Ex ia G Zone 0 (Korea) / Validity : None Ex ia G Zone 0 (North America) / Validity : None Ex ia G Zone 0 (United Kingdom) / Validity : None Ex nA G Zone 2 (Europa) / Validity : None Ex nA G Zone 2 (International) / Validity : None Ex nA G Zone 2 (United Kingdom) / Validity : None Ex ia G Zone 0 (Europa) / Validity : None Ex ia G Zone 0 (International) / Validity : None Ex ia G Zone 0 (Korea) / Validity : None Ex ia G Zone 0 (North America) / Validity : None Ex ia G Zone 0 (United Kingdom) / Validity : None Ex nA G Zone 2 (Europa) / Validity : None Ex nA G Zone 2 (International) / Validity : None Ex nA G Zone 2 (United Kingdom) / Validity : None Ex ia G Zone 0 (Europa) / Validity : None Ex ia G Zone 0 (International) / Validity : None Ex ia G Zone 0 (Korea) / Validity : None Ex ia G Zone 0 (North America) / Validity : None Ex ia G Zone 0 (United Kingdom) / Validity : None Ex nA G Zone 2 (Europa) / Validity : None Ex nA G Zone 2 (International) / Validity : None Ex nA G Zone 2 (United Kingdom) / Validity : None Ex ia G Zone 0 (Europa) / Validity : None Ex ia G Zone 0 (International) / Validity : None Ex ia G Zone 0 (Korea) / Validity : None Ex ia G Zone 0 (North America) / Validity : None Ex ia G Zone 0 (United Kingdom) / Validity : None Ex ib G Zone 1 (Japan) / Validity : 22.08.2025 Ex nA G Zone 2 (Europa) / Validity : None Ex nA G Zone 2 (International) / Validity : None Ex nA G Zone 2 (United Kingdom) / Validity : None Ex ia G Zone 0 (Europa) / Validity : None Ex ia G Zone 0 (International) / Validity : None Ex ia G Zone 0 (Korea) / Validity : None Ex ia G Zone 0 (North America) / Validity : None Ex ia G Zone 0 (United Kingdom) / Validity : None Ex nA G Zone 2 (Europa) / Validity : None Ex nA G Zone 2 (International) / Validity : None Ex nA G Zone 2 (United Kingdom) / Validity : None Ex ia G Zone 0 (Europa) / Validity : None Ex ia G Zone 0 (International) / Validity : None Ex ia G Zone 0 (Korea) / Validity : None Ex ia G Zone 0 (North America) / Validity : None Ex ia G Zone 0 (United Kingdom) / Validity : None Ex nA G Zone 2 (Europa) / Validity : None Ex nA G Zone 2 (International) / Validity : None Ex nA G Zone 2 (United Kingdom) / Validity : None Ex ia G Zone 0 (Europa) / Validity : None Ex ia G Zone 0 (International) / Validity : None Ex ia G Zone 0 (Korea) / Validity : None Ex ia G Zone 0 (North America) / Validity : None Ex ia G Zone 0 (United Kingdom) / Validity : None Ex ib G Zone 1 (Japan) / Validity : 24.05.2024 Ex nA G Zone 2 (Europa) / Validity : None Ex nA G Zone 2 (International) / Validity : None Ex nA G Zone 2 (United Kingdom) / Validity : None Ex ia G Zone 0 (Europa) / Validity : None Ex ia G Zone 0 (International) / Validity : None Ex ia G Zone 0 (Korea) / Validity : None Ex ia G Zone 0 (North America) / Validity : None Ex ia G Zone 0 (United Kingdom) / Validity : None Ex nA G Zone 2 (Europa) / Validity : None Ex nA G Zone 2 (International) / Validity : None Ex nA G Zone 2 (United Kingdom) / Validity : None Ex ia G Zone 0 (Europa) / Validity : None Ex ia G Zone 0 (International) / Validity : None Ex ia G Zone 0 (Korea) / Validity : None Ex ia G Zone 0 (North America) / Validity : None Ex ia G Zone 0 (United Kingdom) / Validity : None Ex nA G Zone 2 (Europa) / Validity : None Ex nA G Zone 2 (International) / Validity : None Ex nA G Zone 2 (United Kingdom) / Validity : None Ex ia G Zone 0 (Europa) / Validity : None Ex ia G Zone 0 (International) / Validity : None Ex ia G Zone 0 (Korea) / Validity : None Ex ia G Zone 0 (North America) / Validity : None Ex ia G Zone 0 (United Kingdom) / Validity : None Ex nA G Zone 2 (Europa) / Validity : None Ex nA G Zone 2 (International) / Validity : None Ex nA G Zone 2 (United Kingdom) / Validity : None Ex ia G Zone 0 (Europa) / Validity : None Ex ia G Zone 0 (International) / Validity : None Ex ia G Zone 0 (Korea) / Validity : None Ex ia G Zone 0 (North America) / Validity : None Ex ia G Zone 0 (United Kingdom) / Validity : None Ex nA G Zone 2 (Europa) / Validity : None Ex nA G Zone 2 (International) / Validity : None Ex nA G Zone 2 (United Kingdom) / Validity : None Ex ia G Zone 0 (Europa) / Validity : None Ex ia G Zone 0 (International) / Validity : None Ex ia G Zone 0 (Korea) / Validity : None Ex ia G Zone 0 (North America) / Validity : None Ex ia G Zone 0 (United Kingdom) / Validity : None Ex nA G Zone 2 (Europa) / Validity : None Ex nA G Zone 2 (International) / Validity : None Ex nA G Zone 2 (United Kingdom) / Validity : None Ex ia G Zone 0 (Europa) / Validity : None Ex ia G Zone 0 (International) / Validity : None Ex ia G Zone 0 (Korea) / Validity : None Ex ia G Zone 0 (North America) / Validity : None Ex ia G Zone 0 (United Kingdom) / Validity : None Ex nA G Zone 2 (Europa) / Validity : None Ex nA G Zone 2 (International) / Validity : None Ex nA G Zone 2 (United Kingdom) / Validity : None Ex ia G Zone 0 (Europa) / Validity : None Ex ia G Zone 0 (International) / Validity : None Ex ia G Zone 0 (Korea) / Validity : None Ex ia G Zone 0 (North America) / Validity : None Ex ia G Zone 0 (United Kingdom) / Validity : None Ex nA G Zone 2 (Europa) / Validity : None Ex nA G Zone 2 (International) / Validity : None Ex nA G Zone 2 (United Kingdom) / Validity : None Ex ia G Zone 0 (Europa) / Validity : None Ex ia G Zone 0 (International) / Validity : None Ex ia G Zone 0 (Korea) / Validity : None Ex ia G Zone 0 (North America) / Validity : None Ex ia G Zone 0 (United Kingdom) / Validity : None Ex nA G Zone 2 (Europa) / Validity : None Ex nA G Zone 2 (International) / Validity : None Ex nA G Zone 2 (United Kingdom) / Validity : None Ex ia G Zone 0 (Europa) / Validity : None Ex ia G Zone 0 (International) / Validity : None Ex ia G Zone 0 (Korea) / Validity : None Ex ia G Zone 0 (North America) / Validity : None Ex ia G Zone 0 (United Kingdom) / Validity : None Ex nA G Zone 2 (Europa) / Validity : None Ex nA G Zone 2 (International) / Validity : None Ex nA G Zone 2 (United Kingdom) / Validity : None Ex ia G Zone 0 (Europa) / Validity : None Ex ia G Zone 0 (International) / Validity : None Ex ia G Zone 0 (Korea) / Validity : None Ex ia G Zone 0 (North America) / Validity : None Ex ia G Zone 0 (United Kingdom) / Validity : None Ex nA G Zone 2 (Europa) / Validity : None Ex nA G Zone 2 (International) / Validity : None Ex nA G Zone 2 (United Kingdom) / Validity : None Ex ia G Zone 0 (Europa) / Validity : None Ex ia G Zone 0 (International) / Validity : None Ex ia G Zone 0 (Korea) / Validity : None Ex ia G Zone 0 (North America) / Validity : None Ex ia G Zone 0 (United Kingdom) / Validity : None Ex nA G Zone 2 (Europa) / Validity : None Ex nA G Zone 2 (International) / Validity : None Ex nA G Zone 2 (United Kingdom) / Validity : None Ex ia G Zone 0 (Europa) / Validity : None Ex ia G Zone 0 (International) / Validity : None Ex ia G Zone 0 (Korea) / Validity : None Ex ia G Zone 0 (North America) / Validity : None Ex ia G Zone 0 (United Kingdom) / Validity : None Ex nA G Zone 2 (Europa) / Validity : None Ex nA G Zone 2 (International) / Validity : None Ex nA G Zone 2 (United Kingdom) / Validity : None Ex ia G Zone 0 (Europa) / Validity : None Ex ia G Zone 0 (International) / Validity : None Ex ia G Zone 0 (Korea) / Validity : None Ex ia G Zone 0 (North America) / Validity : None Ex ia G Zone 0 (United Kingdom) / Validity : None Ex nA G Zone 2 (Europa) / Validity : None Ex nA G Zone 2 (International) / Validity : None Ex nA G Zone 2 (United Kingdom) / Validity : None Ex ia G Zone 0 (Europa) / Validity : None Ex ia G Zone 0 (International) / Validity : None Ex ia G Zone 0 (Korea) / Validity : None Ex ia G Zone 0 (North America) / Validity : None Ex ia G Zone 0 (United Kingdom) / Validity : None Ex nA G Zone 2 (Europa) / Validity : None Ex nA G Zone 2 (International) / Validity : None Ex nA G Zone 2 (United Kingdom) / Validity : None Ex ia G Zone 0 (Europa) / Validity : None Ex ia G Zone 0 (International) / Validity : None Ex ia G Zone 0 (Korea) / Validity : None Ex ia G Zone 0 (North America) / Validity : None Ex ia G Zone 0 (United Kingdom) / Validity : None Ex nA G Zone 2 (Europa) / Validity : None Ex nA G Zone 2 (International) / Validity : None Ex nA G Zone 2 (United Kingdom) / Validity : None Ex ia G Zone 0 (Europa) / Validity : None Ex ia G Zone 0 (International) / Validity : None Ex ia G Zone 0 (Korea) / Validity : None Ex ia G Zone 0 (North America) / Validity : None Ex ia G Zone 0 (United Kingdom) / Validity : None Ex nA G Zone 2 (Europa) / Validity : None Ex nA G Zone 2 (International) / Validity : None Ex nA G Zone 2 (United Kingdom) / Validity : None Ex ia G Zone 0 (Europa) / Validity : None Ex ia G Zone 0 (International) / Validity : None Ex ia G Zone 0 (Korea) / Validity : None Ex ia G Zone 0 (North America) / Validity : None Ex ia G Zone 0 (United Kingdom) / Validity : None Ex nA G Zone 2 (Europa) / Validity : None Ex nA G Zone 2 (International) / Validity : None Ex nA G Zone 2 (United Kingdom) / Validity : None Ex ia G Zone 0 (Europa) / Validity : None Ex ia G Zone 0 (International) / Validity : None Ex ia G Zone 0 (Korea) / Validity : None Ex ia G Zone 0 (North America) / Validity : None Ex ia G Zone 0 (United Kingdom) / Validity : None Ex nA G Zone 2 (Europa) / Validity : None Ex nA G Zone 2 (International) / Validity : None Ex nA G Zone 2 (United Kingdom) / Validity : None Ex ia G Zone 0 (Europa) / Validity : None Ex ia G Zone 0 (International) / Validity : None Ex ia G Zone 0 (North America) / Validity : None Ex ia G Zone 0 (United Kingdom) / Validity : None Ex nA G Zone 2 (Europa) / Validity : None Ex nA G Zone 2 (International) / Validity : None Ex nA G Zone 2 (United Kingdom) / Validity : None Ex ia G Zone 0 (Europa) / Validity : None Ex ia G Zone 0 (International) / Validity : None Ex ia G Zone 0 (North America) / Validity : None Ex ia G Zone 0 (United Kingdom) / Validity : None Ex nA G Zone 2 (Europa) / Validity : None Ex nA G Zone 2 (International) / Validity : None Ex nA G Zone 2 (United Kingdom) / Validity : None Ex ia G Zone 0 (Europa) / Validity : None Ex ia G Zone 0 (International) / Validity : None Ex ia G Zone 0 (North America) / Validity : None Ex ia G Zone 0 (United Kingdom) / Validity : None Ex nA G Zone 2 (Europa) / Validity : None Ex nA G Zone 2 (International) / Validity : None Ex nA G Zone 2 (United Kingdom) / Validity : None Ex ia G Zone 0 (Europa) / Validity : None Ex ia G Zone 0 (International) / Validity : None Ex ia G Zone 0 (Korea) / Validity : None Ex ia G Zone 0 (North America) / Validity : None Ex ia G Zone 0 (United Kingdom) / Validity : None Ex nA G Zone 2 (Europa) / Validity : None Ex nA G Zone 2 (International) / Validity : None Ex nA G Zone 2 (United Kingdom) / Validity : None Ex ia G Zone 0 (Europa) / Validity : None Ex ia G Zone 0 (International) / Validity : None Ex ia G Zone 0 (North America) / Validity : None Ex ia G Zone 0 (Russia, Belarus, Kyrgyzstan, Armenia, Kazakhstan) / Validity : 18.02.2026 Ex nA G Zone 2 (Europa) / Validity : None Ex nA G Zone 2 (International) / Validity : None Ex nA G Zone 2 (North America) / Validity : None Ex nA G Zone 2 (Russia, Belarus, Kyrgyzstan, Armenia, Kazakhstan) / Validity : 18.02.2026
CP502-142 | 143-502-000-14x | CP502-142 Piezoelectric Dynamic Pressure Sensor | VM 7/16" high temp connector, 5 m integral MI cable | CPxxx, IPC707, GSI127, EC069, EC112, EC119, EC222, MA126, MA Seal, CG505, ABAxxx, JB105, JB116 | Ex ia G Zone 0 (Europa) / Validity : None Ex ia G Zone 0 (International) / Validity : None Ex ia G Zone 0 (Korea) / Validity : None Ex ia G Zone 0 (North America) / Validity : None Ex ia G Zone 0 (United Kingdom) / Validity : None Ex nA G Zone 2 (Europa) / Validity : None Ex nA G Zone 2 (International) / Validity : None Ex nA G Zone 2 (United Kingdom) / Validity : None Ex ia G Zone 0 (Europa) / Validity : None Ex ia G Zone 0 (International) / Validity : None Ex ia G Zone 0 (Korea) / Validity : None Ex ia G Zone 0 (North America) / Validity : None Ex ia G Zone 0 (United Kingdom) / Validity : None Ex nA G Zone 2 (Europa) / Validity : None Ex nA G Zone 2 (International) / Validity : None Ex nA G Zone 2 (United Kingdom) / Validity : None Ex ia G Zone 0 (Europa) / Validity : None Ex ia G Zone 0 (International) / Validity : None Ex ia G Zone 0 (Korea) / Validity : None Ex ia G Zone 0 (North America) / Validity : None Ex ia G Zone 0 (United Kingdom) / Validity : None Ex nA G Zone 2 (Europa) / Validity : None Ex nA G Zone 2 (International) / Validity : None Ex nA G Zone 2 (United Kingdom) / Validity : None Ex ia G Zone 0 (Europa) / Validity : None Ex ia G Zone 0 (International) / Validity : None Ex ia G Zone 0 (Korea) / Validity : None Ex ia G Zone 0 (North America) / Validity : None Ex ia G Zone 0 (United Kingdom) / Validity : None Ex nA G Zone 2 (Europa) / Validity : None Ex nA G Zone 2 (International) / Validity : None Ex nA G Zone 2 (United Kingdom) / Validity : None Ex ia G Zone 0 (Europa) / Validity : None Ex ia G Zone 0 (International) / Validity : None Ex ia G Zone 0 (Korea) / Validity : None Ex ia G Zone 0 (North America) / Validity : None Ex ia G Zone 0 (United Kingdom) / Validity : None Ex nA G Zone 2 (Europa) / Validity : None Ex nA G Zone 2 (International) / Validity : None Ex nA G Zone 2 (United Kingdom) / Validity : None Ex ia G Zone 0 (Europa) / Validity : None Ex ia G Zone 0 (International) / Validity : None Ex ia G Zone 0 (Korea) / Validity : None Ex ia G Zone 0 (North America) / Validity : None Ex ia G Zone 0 (United Kingdom) / Validity : None Ex nA G Zone 2 (Europa) / Validity : None Ex nA G Zone 2 (International) / Validity : None Ex nA G Zone 2 (United Kingdom) / Validity : None Ex ia G Zone 0 (Europa) / Validity : None Ex ia G Zone 0 (International) / Validity : None Ex ia G Zone 0 (Korea) / Validity : None Ex ia G Zone 0 (North America) / Validity : None Ex ia G Zone 0 (United Kingdom) / Validity : None Ex nA G Zone 2 (Europa) / Validity : None Ex nA G Zone 2 (International) / Validity : None Ex nA G Zone 2 (United Kingdom) / Validity : None Ex ia G Zone 0 (Europa) / Validity : None Ex ia G Zone 0 (International) / Validity : None Ex ia G Zone 0 (Korea) / Validity : None Ex ia G Zone 0 (North America) / Validity : None Ex ia G Zone 0 (United Kingdom) / Validity : None Ex nA G Zone 2 (Europa) / Validity : None Ex nA G Zone 2 (International) / Validity : None Ex nA G Zone 2 (United Kingdom) / Validity : None Ex ia G Zone 0 (Europa) / Validity : None Ex ia G Zone 0 (International) / Validity : None Ex ia G Zone 0 (Korea) / Validity : None Ex ia G Zone 0 (North America) / Validity : None Ex ia G Zone 0 (United Kingdom) / Validity : None Ex nA G Zone 2 (Europa) / Validity : None Ex nA G Zone 2 (International) / Validity : None Ex nA G Zone 2 (United Kingdom) / Validity : None Ex ia G Zone 0 (Europa) / Validity : None Ex ia G Zone 0 (International) / Validity : None Ex ia G Zone 0 (Korea) / Validity : None Ex ia G Zone 0 (North America) / Validity : None Ex ia G Zone 0 (United Kingdom) / Validity : None Ex nA G Zone 2 (Europa) / Validity : None Ex nA G Zone 2 (International) / Validity : None Ex nA G Zone 2 (United Kingdom) / Validity : None Ex ia G Zone 0 (Europa) / Validity : None Ex ia G Zone 0 (International) / Validity : None Ex ia G Zone 0 (Korea) / Validity : None Ex ia G Zone 0 (North America) / Validity : None Ex ia G Zone 0 (United Kingdom) / Validity : None Ex nA G Zone 2 (Europa) / Validity : None Ex nA G Zone 2 (International) / Validity : None Ex nA G Zone 2 (United Kingdom) / Validity : None Ex ia G Zone 0 (Europa) / Validity : None Ex ia G Zone 0 (International) / Validity : None Ex ia G Zone 0 (Korea) / Validity : None Ex ia G Zone 0 (North America) / Validity : None Ex ia G Zone 0 (United Kingdom) / Validity : None Ex nA G Zone 2 (Europa) / Validity : None Ex nA G Zone 2 (International) / Validity : None Ex nA G Zone 2 (United Kingdom) / Validity : None Ex ia G Zone 0 (Europa) / Validity : None Ex ia G Zone 0 (International) / Validity : None Ex ia G Zone 0 (Korea) / Validity : None Ex ia G Zone 0 (North America) / Validity : None Ex ia G Zone 0 (United Kingdom) / Validity : None Ex nA G Zone 2 (Europa) / Validity : None Ex nA G Zone 2 (International) / Validity : None Ex nA G Zone 2 (United Kingdom) / Validity : None Ex ia G Zone 0 (Europa) / Validity : None Ex ia G Zone 0 (International) / Validity : None Ex ia G Zone 0 (Korea) / Validity : None Ex ia G Zone 0 (North America) / Validity : None Ex ia G Zone 0 (United Kingdom) / Validity : None Ex nA G Zone 2 (Europa) / Validity : None Ex nA G Zone 2 (International) / Validity : None Ex nA G Zone 2 (United Kingdom) / Validity : None Ex ia G Zone 0 (Europa) / Validity : None Ex ia G Zone 0 (International) / Validity : None Ex ia G Zone 0 (Korea) / Validity : None Ex ia G Zone 0 (North America) / Validity : None Ex ia G Zone 0 (United Kingdom) / Validity : None Ex nA G Zone 2 (Europa) / Validity : None Ex nA G Zone 2 (International) / Validity : None Ex nA G Zone 2 (United Kingdom) / Validity : None Ex ia G Zone 0 (Europa) / Validity : None Ex ia G Zone 0 (International) / Validity : None Ex ia G Zone 0 (Korea) / Validity : None Ex ia G Zone 0 (North America) / Validity : None Ex ia G Zone 0 (United Kingdom) / Validity : None Ex nA G Zone 2 (Europa) / Validity : None Ex nA G Zone 2 (International) / Validity : None Ex nA G Zone 2 (United Kingdom) / Validity : None Ex ia G Zone 0 (Europa) / Validity : None Ex ia G Zone 0 (International) / Validity : None Ex ia G Zone 0 (Korea) / Validity : None Ex ia G Zone 0 (North America) / Validity : None Ex ia G Zone 0 (United Kingdom) / Validity : None Ex nA G Zone 2 (Europa) / Validity : None Ex nA G Zone 2 (International) / Validity : None Ex nA G Zone 2 (United Kingdom) / Validity : None Ex ia G Zone 0 (Europa) / Validity : None Ex ia G Zone 0 (International) / Validity : None Ex ia G Zone 0 (Korea) / Validity : None Ex ia G Zone 0 (North America) / Validity : None Ex ia G Zone 0 (United Kingdom) / Validity : None Ex nA G Zone 2 (Europa) / Validity : None Ex nA G Zone 2 (International) / Validity : None Ex nA G Zone 2 (United Kingdom) / Validity : None Ex ia G Zone 0 (Europa) / Validity : None Ex ia G Zone 0 (International) / Validity : None Ex ia G Zone 0 (Korea) / Validity : None Ex ia G Zone 0 (North America) / Validity : None Ex ia G Zone 0 (United Kingdom) / Validity : None Ex nA G Zone 2 (Europa) / Validity : None Ex nA G Zone 2 (International) / Validity : None Ex nA G Zone 2 (United Kingdom) / Validity : None Ex ia G Zone 0 (Europa) / Validity : None Ex ia G Zone 0 (International) / Validity : None Ex ia G Zone 0 (Korea) / Validity : None Ex ia G Zone 0 (North America) / Validity : None Ex ia G Zone 0 (United Kingdom) / Validity : None Ex nA G Zone 2 (Europa) / Validity : None Ex nA G Zone 2 (International) / Validity : None Ex nA G Zone 2 (United Kingdom) / Validity : None Ex ia G Zone 0 (Europa) / Validity : None Ex ia G Zone 0 (International) / Validity : None Ex ia G Zone 0 (Korea) / Validity : None Ex ia G Zone 0 (North America) / Validity : None Ex ia G Zone 0 (United Kingdom) / Validity : None Ex nA G Zone 2 (Europa) / Validity : None Ex nA G Zone 2 (International) / Validity : None Ex nA G Zone 2 (United Kingdom) / Validity : None Ex ia G Zone 0 (Europa) / Validity : None Ex ia G Zone 0 (International) / Validity : None Ex ia G Zone 0 (Korea) / Validity : None Ex ia G Zone 0 (North America) / Validity : None Ex ia G Zone 0 (United Kingdom) / Validity : None Ex nA G Zone 2 (Europa) / Validity : None Ex nA G Zone 2 (International) / Validity : None Ex nA G Zone 2 (United Kingdom) / Validity : None Ex ia G Zone 0 (Europa) / Validity : None Ex ia G Zone 0 (International) / Validity : None Ex ia G Zone 0 (Korea) / Validity : None Ex ia G Zone 0 (North America) / Validity : None Ex ia G Zone 0 (United Kingdom) / Validity : None Ex nA G Zone 2 (Europa) / Validity : None Ex nA G Zone 2 (International) / Validity : None Ex nA G Zone 2 (United Kingdom) / Validity : None Ex ia G Zone 0 (Europa) / Validity : None Ex ia G Zone 0 (International) / Validity : None Ex ia G Zone 0 (Korea) / Validity : None Ex ia G Zone 0 (North America) / Validity : None Ex ia G Zone 0 (United Kingdom) / Validity : None Ex nA G Zone 2 (Europa) / Validity : None Ex nA G Zone 2 (International) / Validity : None Ex nA G Zone 2 (United Kingdom) / Validity : None Ex ia G Zone 0 (Europa) / Validity : None Ex ia G Zone 0 (International) / Validity : None Ex ia G Zone 0 (Korea) / Validity : None Ex ia G Zone 0 (North America) / Validity : None Ex ia G Zone 0 (United Kingdom) / Validity : None Ex nA G Zone 2 (Europa) / Validity : None Ex nA G Zone 2 (International) / Validity : None Ex nA G Zone 2 (United Kingdom) / Validity : None Ex ia G Zone 0 (Europa) / Validity : None Ex ia G Zone 0 (International) / Validity : None Ex ia G Zone 0 (North America) / Validity : None Ex ia G Zone 0 (United Kingdom) / Validity : None Ex nA G Zone 2 (Europa) / Validity : None Ex nA G Zone 2 (International) / Validity : None Ex nA G Zone 2 (United Kingdom) / Validity : None Ex ia G Zone 0 (Europa) / Validity : None Ex ia G Zone 0 (International) / Validity : None Ex ia G Zone 0 (North America) / Validity : None Ex ia G Zone 0 (United Kingdom) / Validity : None Ex nA G Zone 2 (Europa) / Validity : None Ex nA G Zone 2 (International) / Validity : None Ex nA G Zone 2 (United Kingdom) / Validity : None Ex ia G Zone 0 (Europa) / Validity : None Ex ia G Zone 0 (International) / Validity : None Ex ia G Zone 0 (North America) / Validity : None Ex ia G Zone 0 (United Kingdom) / Validity : None Ex nA G Zone 2 (Europa) / Validity : None Ex nA G Zone 2 (International) / Validity : None Ex nA G Zone 2 (United Kingdom) / Validity : None Ex ia G Zone 0 (Europa) / Validity : None Ex ia G Zone 0 (International) / Validity : None Ex ia G Zone 0 (North America) / Validity : None Ex ia G Zone 0 (United Kingdom) / Validity : None Ex nA G Zone 2 (Europa) / Validity : None Ex nA G Zone 2 (International) / Validity : None Ex nA G Zone 2 (United Kingdom) / Validity : None Ex ia G Zone 0 (Europa) / Validity : None Ex ia G Zone 0 (International) / Validity : None Ex ia G Zone 0 (Korea) / Validity : None Ex ia G Zone 0 (North America) / Validity : None Ex ia G Zone 0 (United Kingdom) / Validity : None Ex nA G Zone 2 (Europa) / Validity : None Ex nA G Zone 2 (International) / Validity : None Ex nA G Zone 2 (United Kingdom) / Validity : None Ex ia G Zone 0 (Europa) / Validity : None Ex ia G Zone 0 (International) / Validity : None Ex ia G Zone 0 (Korea) / Validity : None Ex ia G Zone 0 (North America) / Validity : None Ex ia G Zone 0 (United Kingdom) / Validity : None Ex nA G Zone 2 (Europa) / Validity : None Ex nA G Zone 2 (International) / Validity : None Ex nA G Zone 2 (United Kingdom) / Validity : None Ex ia G Zone 0 (Europa) / Validity : None Ex ia G Zone 0 (International) / Validity : None Ex ia G Zone 0 (Korea) / Validity : None Ex ia G Zone 0 (North America) / Validity : None Ex ia G Zone 0 (United Kingdom) / Validity : None Ex nA G Zone 2 (Europa) / Validity : None Ex nA G Zone 2 (International) / Validity : None Ex nA G Zone 2 (United Kingdom) / Validity : None Ex ia G Zone 0 (Europa) / Validity : None Ex ia G Zone 0 (International) / Validity : None Ex ia G Zone 0 (Korea) / Validity : None Ex ia G Zone 0 (North America) / Validity : None Ex ia G Zone 0 (United Kingdom) / Validity : None Ex nA G Zone 2 (Europa) / Validity : None Ex nA G Zone 2 (International) / Validity : None Ex nA G Zone 2 (United Kingdom) / Validity : None Ex ia G Zone 0 (Europa) / Validity : None Ex ia G Zone 0 (International) / Validity : None Ex ia G Zone 0 (Korea) / Validity : None Ex ia G Zone 0 (North America) / Validity : None Ex ia G Zone 0 (United Kingdom) / Validity : None Ex nA G Zone 2 (Europa) / Validity : None Ex nA G Zone 2 (International) / Validity : None Ex nA G Zone 2 (United Kingdom) / Validity : None Ex ia G Zone 0 (Europa) / Validity : None Ex ia G Zone 0 (International) / Validity : None Ex ia G Zone 0 (Korea) / Validity : None Ex ia G Zone 0 (North America) / Validity : None Ex ia G Zone 0 (United Kingdom) / Validity : None Ex ib G Zone 1 (Japan) / Validity : 22.08.2025 Ex nA G Zone 2 (Europa) / Validity : None Ex nA G Zone 2 (International) / Validity : None Ex nA G Zone 2 (United Kingdom) / Validity : None Ex ia G Zone 0 (Europa) / Validity : None Ex ia G Zone 0 (International) / Validity : None Ex ia G Zone 0 (Korea) / Validity : None Ex ia G Zone 0 (North America) / Validity : None Ex ia G Zone 0 (United Kingdom) / Validity : None Ex nA G Zone 2 (Europa) / Validity : None Ex nA G Zone 2 (International) / Validity : None Ex nA G Zone 2 (United Kingdom) / Validity : None Ex ia G Zone 0 (Europa) / Validity : None Ex ia G Zone 0 (International) / Validity : None Ex ia G Zone 0 (Korea) / Validity : None Ex ia G Zone 0 (North America) / Validity : None Ex ia G Zone 0 (United Kingdom) / Validity : None Ex nA G Zone 2 (Europa) / Validity : None Ex nA G Zone 2 (International) / Validity : None Ex nA G Zone 2 (United Kingdom) / Validity : None Ex ia G Zone 0 (Europa) / Validity : None Ex ia G Zone 0 (International) / Validity : None Ex ia G Zone 0 (Korea) / Validity : None Ex ia G Zone 0 (North America) / Validity : None Ex ia G Zone 0 (United Kingdom) / Validity : None Ex ib G Zone 1 (Japan) / Validity : 24.05.2024 Ex nA G Zone 2 (Europa) / Validity : None Ex nA G Zone 2 (International) / Validity : None Ex nA G Zone 2 (United Kingdom) / Validity : None Ex ia G Zone 0 (Europa) / Validity : None Ex ia G Zone 0 (International) / Validity : None Ex ia G Zone 0 (Korea) / Validity : None Ex ia G Zone 0 (North America) / Validity : None Ex ia G Zone 0 (United Kingdom) / Validity : None Ex nA G Zone 2 (Europa) / Validity : None Ex nA G Zone 2 (International) / Validity : None Ex nA G Zone 2 (United Kingdom) / Validity : None Ex ia G Zone 0 (Europa) / Validity : None Ex ia G Zone 0 (International) / Validity : None Ex ia G Zone 0 (Korea) / Validity : None Ex ia G Zone 0 (North America) / Validity : None Ex ia G Zone 0 (United Kingdom) / Validity : None Ex nA G Zone 2 (Europa) / Validity : None Ex nA G Zone 2 (International) / Validity : None Ex nA G Zone 2 (United Kingdom) / Validity : None Ex ia G Zone 0 (Europa) / Validity : None Ex ia G Zone 0 (International) / Validity : None Ex ia G Zone 0 (Korea) / Validity : None Ex ia G Zone 0 (North America) / Validity : None Ex ia G Zone 0 (United Kingdom) / Validity : None Ex nA G Zone 2 (Europa) / Validity : None Ex nA G Zone 2 (International) / Validity : None Ex nA G Zone 2 (United Kingdom) / Validity : None Ex ia G Zone 0 (Europa) / Validity : None Ex ia G Zone 0 (International) / Validity : None Ex ia G Zone 0 (Korea) / Validity : None Ex ia G Zone 0 (North America) / Validity : None Ex ia G Zone 0 (United Kingdom) / Validity : None Ex nA G Zone 2 (Europa) / Validity : None Ex nA G Zone 2 (International) / Validity : None Ex nA G Zone 2 (United Kingdom) / Validity : None Ex ia G Zone 0 (Europa) / Validity : None Ex ia G Zone 0 (International) / Validity : None Ex ia G Zone 0 (Korea) / Validity : None Ex ia G Zone 0 (North America) / Validity : None Ex ia G Zone 0 (United Kingdom) / Validity : None Ex nA G Zone 2 (Europa) / Validity : None Ex nA G Zone 2 (International) / Validity : None Ex nA G Zone 2 (United Kingdom) / Validity : None Ex ia G Zone 0 (Europa) / Validity : None Ex ia G Zone 0 (International) / Validity : None Ex ia G Zone 0 (Korea) / Validity : None Ex ia G Zone 0 (North America) / Validity : None Ex ia G Zone 0 (United Kingdom) / Validity : None Ex nA G Zone 2 (Europa) / Validity : None Ex nA G Zone 2 (International) / Validity : None Ex nA G Zone 2 (United Kingdom) / Validity : None Ex ia G Zone 0 (Europa) / Validity : None Ex ia G Zone 0 (International) / Validity : None Ex ia G Zone 0 (Korea) / Validity : None Ex ia G Zone 0 (North America) / Validity : None Ex ia G Zone 0 (United Kingdom) / Validity : None Ex nA G Zone 2 (Europa) / Validity : None Ex nA G Zone 2 (International) / Validity : None Ex nA G Zone 2 (United Kingdom) / Validity : None Ex ia G Zone 0 (Europa) / Validity : None Ex ia G Zone 0 (International) / Validity : None Ex ia G Zone 0 (Korea) / Validity : None Ex ia G Zone 0 (North America) / Validity : None Ex ia G Zone 0 (United Kingdom) / Validity : None Ex nA G Zone 2 (Europa) / Validity : None Ex nA G Zone 2 (International) / Validity : None Ex nA G Zone 2 (United Kingdom) / Validity : None Ex ia G Zone 0 (Europa) / Validity : None Ex ia G Zone 0 (International) / Validity : None Ex ia G Zone 0 (Korea) / Validity : None Ex ia G Zone 0 (North America) / Validity : None Ex ia G Zone 0 (United Kingdom) / Validity : None Ex nA G Zone 2 (Europa) / Validity : None Ex nA G Zone 2 (International) / Validity : None Ex nA G Zone 2 (United Kingdom) / Validity : None Ex ia G Zone 0 (Europa) / Validity : None Ex ia G Zone 0 (International) / Validity : None Ex ia G Zone 0 (Korea) / Validity : None Ex ia G Zone 0 (North America) / Validity : None Ex ia G Zone 0 (United Kingdom) / Validity : None Ex nA G Zone 2 (Europa) / Validity : None Ex nA G Zone 2 (International) / Validity : None Ex nA G Zone 2 (United Kingdom) / Validity : None Ex ia G Zone 0 (Europa) / Validity : None Ex ia G Zone 0 (International) / Validity : None Ex ia G Zone 0 (Korea) / Validity : None Ex ia G Zone 0 (North America) / Validity : None Ex ia G Zone 0 (United Kingdom) / Validity : None Ex nA G Zone 2 (Europa) / Validity : None Ex nA G Zone 2 (International) / Validity : None Ex nA G Zone 2 (United Kingdom) / Validity : None Ex ia G Zone 0 (Europa) / Validity : None Ex ia G Zone 0 (International) / Validity : None Ex ia G Zone 0 (Korea) / Validity : None Ex ia G Zone 0 (North America) / Validity : None Ex ia G Zone 0 (United Kingdom) / Validity : None Ex nA G Zone 2 (Europa) / Validity : None Ex nA G Zone 2 (International) / Validity : None Ex nA G Zone 2 (United Kingdom) / Validity : None Ex ia G Zone 0 (Europa) / Validity : None Ex ia G Zone 0 (International) / Validity : None Ex ia G Zone 0 (Korea) / Validity : None Ex ia G Zone 0 (North America) / Validity : None Ex ia G Zone 0 (United Kingdom) / Validity : None Ex nA G Zone 2 (Europa) / Validity : None Ex nA G Zone 2 (International) / Validity : None Ex nA G Zone 2 (United Kingdom) / Validity : None Ex ia G Zone 0 (Europa) / Validity : None Ex ia G Zone 0 (International) / Validity : None Ex ia G Zone 0 (Korea) / Validity : None Ex ia G Zone 0 (North America) / Validity : None Ex ia G Zone 0 (United Kingdom) / Validity : None Ex nA G Zone 2 (Europa) / Validity : None Ex nA G Zone 2 (International) / Validity : None Ex nA G Zone 2 (United Kingdom) / Validity : None Ex ia G Zone 0 (Europa) / Validity : None Ex ia G Zone 0 (International) / Validity : None Ex ia G Zone 0 (Korea) / Validity : None Ex ia G Zone 0 (North America) / Validity : None Ex ia G Zone 0 (United Kingdom) / Validity : None Ex nA G Zone 2 (Europa) / Validity : None Ex nA G Zone 2 (International) / Validity : None Ex nA G Zone 2 (United Kingdom) / Validity : None Ex ia G Zone 0 (Europa) / Validity : None Ex ia G Zone 0 (International) / Validity : None Ex ia G Zone 0 (Korea) / Validity : None Ex ia G Zone 0 (North America) / Validity : None Ex ia G Zone 0 (United Kingdom) / Validity : None Ex nA G Zone 2 (Europa) / Validity : None Ex nA G Zone 2 (International) / Validity : None Ex nA G Zone 2 (United Kingdom) / Validity : None Ex ia G Zone 0 (Europa) / Validity : None Ex ia G Zone 0 (International) / Validity : None Ex ia G Zone 0 (Korea) / Validity : None Ex ia G Zone 0 (North America) / Validity : None Ex ia G Zone 0 (United Kingdom) / Validity : None Ex nA G Zone 2 (Europa) / Validity : None Ex nA G Zone 2 (International) / Validity : None Ex nA G Zone 2 (United Kingdom) / Validity : None Ex ia G Zone 0 (Europa) / Validity : None Ex ia G Zone 0 (International) / Validity : None Ex ia G Zone 0 (Korea) / Validity : None Ex ia G Zone 0 (North America) / Validity : None Ex ia G Zone 0 (United Kingdom) / Validity : None Ex nA G Zone 2 (Europa) / Validity : None Ex nA G Zone 2 (International) / Validity : None Ex nA G Zone 2 (United Kingdom) / Validity : None Ex ia G Zone 0 (Europa) / Validity : None Ex ia G Zone 0 (International) / Validity : None Ex ia G Zone 0 (North America) / Validity : None Ex ia G Zone 0 (United Kingdom) / Validity : None Ex nA G Zone 2 (Europa) / Validity : None Ex nA G Zone 2 (International) / Validity : None Ex nA G Zone 2 (United Kingdom) / Validity : None Ex ia G Zone 0 (Europa) / Validity : None Ex ia G Zone 0 (International) / Validity : None Ex ia G Zone 0 (North America) / Validity : None Ex ia G Zone 0 (United Kingdom) / Validity : None Ex nA G Zone 2 (Europa) / Validity : None Ex nA G Zone 2 (International) / Validity : None Ex nA G Zone 2 (United Kingdom) / Validity : None Ex ia G Zone 0 (Europa) / Validity : None Ex ia G Zone 0 (International) / Validity : None Ex ia G Zone 0 (North America) / Validity : None Ex ia G Zone 0 (United Kingdom) / Validity : None Ex nA G Zone 2 (Europa) / Validity : None Ex nA G Zone 2 (International) / Validity : None Ex nA G Zone 2 (United Kingdom) / Validity : None Ex ia G Zone 0 (Europa) / Validity : None Ex ia G Zone 0 (International) / Validity : None Ex ia G Zone 0 (Korea) / Validity : None Ex ia G Zone 0 (North America) / Validity : None Ex ia G Zone 0 (United Kingdom) / Validity : None Ex nA G Zone 2 (Europa) / Validity : None Ex nA G Zone 2 (International) / Validity : None Ex nA G Zone 2 (United Kingdom) / Validity : None Ex ia G Zone 0 (Europa) / Validity : None Ex ia G Zone 0 (International) / Validity : None Ex ia G Zone 0 (North America) / Validity : None Ex ia G Zone 0 (Russia, Belarus, Kyrgyzstan, Armenia, Kazakhstan) / Validity : 18.02.2026 Ex nA G Zone 2 (Europa) / Validity : None Ex nA G Zone 2 (International) / Validity : None Ex nA G Zone 2 (North America) / Validity : None Ex nA G Zone 2 (Russia, Belarus, Kyrgyzstan, Armenia, Kazakhstan) / Validity : 18.02.2026
CP502-152 | 143-502-000-15x | CP502-152 Piezoelectric Dynamic Pressure Sensor | VM 7/16" high temp connector, 10 m integral MI cable | CPxxx, IPC707, GSI127, EC069, EC112, EC119, EC222, MA126, MA Seal, CG505, ABAxxx, JB105, JB116 | Ex ia G Zone 0 (Europa) / Validity : None Ex ia G Zone 0 (International) / Validity : None Ex ia G Zone 0 (Korea) / Validity : None Ex ia G Zone 0 (North America) / Validity : None Ex ia G Zone 0 (United Kingdom) / Validity : None Ex nA G Zone 2 (Europa) / Validity : None Ex nA G Zone 2 (International) / Validity : None Ex nA G Zone 2 (United Kingdom) / Validity : None Ex ia G Zone 0 (Europa) / Validity : None Ex ia G Zone 0 (International) / Validity : None Ex ia G Zone 0 (Korea) / Validity : None Ex ia G Zone 0 (North America) / Validity : None Ex ia G Zone 0 (United Kingdom) / Validity : None Ex nA G Zone 2 (Europa) / Validity : None Ex nA G Zone 2 (International) / Validity : None Ex nA G Zone 2 (United Kingdom) / Validity : None Ex ia G Zone 0 (Europa) / Validity : None Ex ia G Zone 0 (International) / Validity : None Ex ia G Zone 0 (Korea) / Validity : None Ex ia G Zone 0 (North America) / Validity : None Ex ia G Zone 0 (United Kingdom) / Validity : None Ex nA G Zone 2 (Europa) / Validity : None Ex nA G Zone 2 (International) / Validity : None Ex nA G Zone 2 (United Kingdom) / Validity : None Ex ia G Zone 0 (Europa) / Validity : None Ex ia G Zone 0 (International) / Validity : None Ex ia G Zone 0 (Korea) / Validity : None Ex ia G Zone 0 (North America) / Validity : None Ex ia G Zone 0 (United Kingdom) / Validity : None Ex nA G Zone 2 (Europa) / Validity : None Ex nA G Zone 2 (International) / Validity : None Ex nA G Zone 2 (United Kingdom) / Validity : None Ex ia G Zone 0 (Europa) / Validity : None Ex ia G Zone 0 (International) / Validity : None Ex ia G Zone 0 (Korea) / Validity : None Ex ia G Zone 0 (North America) / Validity : None Ex ia G Zone 0 (United Kingdom) / Validity : None Ex nA G Zone 2 (Europa) / Validity : None Ex nA G Zone 2 (International) / Validity : None Ex nA G Zone 2 (United Kingdom) / Validity : None Ex ia G Zone 0 (Europa) / Validity : None Ex ia G Zone 0 (International) / Validity : None Ex ia G Zone 0 (Korea) / Validity : None Ex ia G Zone 0 (North America) / Validity : None Ex ia G Zone 0 (United Kingdom) / Validity : None Ex nA G Zone 2 (Europa) / Validity : None Ex nA G Zone 2 (International) / Validity : None Ex nA G Zone 2 (United Kingdom) / Validity : None Ex ia G Zone 0 (Europa) / Validity : None Ex ia G Zone 0 (International) / Validity : None Ex ia G Zone 0 (Korea) / Validity : None Ex ia G Zone 0 (North America) / Validity : None Ex ia G Zone 0 (United Kingdom) / Validity : None Ex nA G Zone 2 (Europa) / Validity : None Ex nA G Zone 2 (International) / Validity : None Ex nA G Zone 2 (United Kingdom) / Validity : None Ex ia G Zone 0 (Europa) / Validity : None Ex ia G Zone 0 (International) / Validity : None Ex ia G Zone 0 (Korea) / Validity : None Ex ia G Zone 0 (North America) / Validity : None Ex ia G Zone 0 (United Kingdom) / Validity : None Ex nA G Zone 2 (Europa) / Validity : None Ex nA G Zone 2 (International) / Validity : None Ex nA G Zone 2 (United Kingdom) / Validity : None Ex ia G Zone 0 (Europa) / Validity : None Ex ia G Zone 0 (International) / Validity : None Ex ia G Zone 0 (Korea) / Validity : None Ex ia G Zone 0 (North America) / Validity : None Ex ia G Zone 0 (United Kingdom) / Validity : None Ex nA G Zone 2 (Europa) / Validity : None Ex nA G Zone 2 (International) / Validity : None Ex nA G Zone 2 (United Kingdom) / Validity : None Ex ia G Zone 0 (Europa) / Validity : None Ex ia G Zone 0 (International) / Validity : None Ex ia G Zone 0 (Korea) / Validity : None Ex ia G Zone 0 (North America) / Validity : None Ex ia G Zone 0 (United Kingdom) / Validity : None Ex nA G Zone 2 (Europa) / Validity : None Ex nA G Zone 2 (International) / Validity : None Ex nA G Zone 2 (United Kingdom) / Validity : None Ex ia G Zone 0 (Europa) / Validity : None Ex ia G Zone 0 (International) / Validity : None Ex ia G Zone 0 (Korea) / Validity : None Ex ia G Zone 0 (North America) / Validity : None Ex ia G Zone 0 (United Kingdom) / Validity : None Ex nA G Zone 2 (Europa) / Validity : None Ex nA G Zone 2 (International) / Validity : None Ex nA G Zone 2 (United Kingdom) / Validity : None Ex ia G Zone 0 (Europa) / Validity : None Ex ia G Zone 0 (International) / Validity : None Ex ia G Zone 0 (Korea) / Validity : None Ex ia G Zone 0 (North America) / Validity : None Ex ia G Zone 0 (United Kingdom) / Validity : None Ex nA G Zone 2 (Europa) / Validity : None Ex nA G Zone 2 (International) / Validity : None Ex nA G Zone 2 (United Kingdom) / Validity : None Ex ia G Zone 0 (Europa) / Validity : None Ex ia G Zone 0 (International) / Validity : None Ex ia G Zone 0 (Korea) / Validity : None Ex ia G Zone 0 (North America) / Validity : None Ex ia G Zone 0 (United Kingdom) / Validity : None Ex nA G Zone 2 (Europa) / Validity : None Ex nA G Zone 2 (International) / Validity : None Ex nA G Zone 2 (United Kingdom) / Validity : None Ex ia G Zone 0 (Europa) / Validity : None Ex ia G Zone 0 (International) / Validity : None Ex ia G Zone 0 (Korea) / Validity : None Ex ia G Zone 0 (North America) / Validity : None Ex ia G Zone 0 (United Kingdom) / Validity : None Ex nA G Zone 2 (Europa) / Validity : None Ex nA G Zone 2 (International) / Validity : None Ex nA G Zone 2 (United Kingdom) / Validity : None Ex ia G Zone 0 (Europa) / Validity : None Ex ia G Zone 0 (International) / Validity : None Ex ia G Zone 0 (Korea) / Validity : None Ex ia G Zone 0 (North America) / Validity : None Ex ia G Zone 0 (United Kingdom) / Validity : None Ex nA G Zone 2 (Europa) / Validity : None Ex nA G Zone 2 (International) / Validity : None Ex nA G Zone 2 (United Kingdom) / Validity : None Ex ia G Zone 0 (Europa) / Validity : None Ex ia G Zone 0 (International) / Validity : None Ex ia G Zone 0 (Korea) / Validity : None Ex ia G Zone 0 (North America) / Validity : None Ex ia G Zone 0 (United Kingdom) / Validity : None Ex nA G Zone 2 (Europa) / Validity : None Ex nA G Zone 2 (International) / Validity : None Ex nA G Zone 2 (United Kingdom) / Validity : None Ex ia G Zone 0 (Europa) / Validity : None Ex ia G Zone 0 (International) / Validity : None Ex ia G Zone 0 (Korea) / Validity : None Ex ia G Zone 0 (North America) / Validity : None Ex ia G Zone 0 (United Kingdom) / Validity : None Ex nA G Zone 2 (Europa) / Validity : None Ex nA G Zone 2 (International) / Validity : None Ex nA G Zone 2 (United Kingdom) / Validity : None Ex ia G Zone 0 (Europa) / Validity : None Ex ia G Zone 0 (International) / Validity : None Ex ia G Zone 0 (Korea) / Validity : None Ex ia G Zone 0 (North America) / Validity : None Ex ia G Zone 0 (United Kingdom) / Validity : None Ex nA G Zone 2 (Europa) / Validity : None Ex nA G Zone 2 (International) / Validity : None Ex nA G Zone 2 (United Kingdom) / Validity : None Ex ia G Zone 0 (Europa) / Validity : None Ex ia G Zone 0 (International) / Validity : None Ex ia G Zone 0 (Korea) / Validity : None Ex ia G Zone 0 (North America) / Validity : None Ex ia G Zone 0 (United Kingdom) / Validity : None Ex nA G Zone 2 (Europa) / Validity : None Ex nA G Zone 2 (International) / Validity : None Ex nA G Zone 2 (United Kingdom) / Validity : None Ex ia G Zone 0 (Europa) / Validity : None Ex ia G Zone 0 (International) / Validity : None Ex ia G Zone 0 (Korea) / Validity : None Ex ia G Zone 0 (North America) / Validity : None Ex ia G Zone 0 (United Kingdom) / Validity : None Ex nA G Zone 2 (Europa) / Validity : None Ex nA G Zone 2 (International) / Validity : None Ex nA G Zone 2 (United Kingdom) / Validity : None Ex ia G Zone 0 (Europa) / Validity : None Ex ia G Zone 0 (International) / Validity : None Ex ia G Zone 0 (Korea) / Validity : None Ex ia G Zone 0 (North America) / Validity : None Ex ia G Zone 0 (United Kingdom) / Validity : None Ex nA G Zone 2 (Europa) / Validity : None Ex nA G Zone 2 (International) / Validity : None Ex nA G Zone 2 (United Kingdom) / Validity : None Ex ia G Zone 0 (Europa) / Validity : None Ex ia G Zone 0 (International) / Validity : None Ex ia G Zone 0 (Korea) / Validity : None Ex ia G Zone 0 (North America) / Validity : None Ex ia G Zone 0 (United Kingdom) / Validity : None Ex nA G Zone 2 (Europa) / Validity : None Ex nA G Zone 2 (International) / Validity : None Ex nA G Zone 2 (United Kingdom) / Validity : None Ex ia G Zone 0 (Europa) / Validity : None Ex ia G Zone 0 (International) / Validity : None Ex ia G Zone 0 (Korea) / Validity : None Ex ia G Zone 0 (North America) / Validity : None Ex ia G Zone 0 (United Kingdom) / Validity : None Ex nA G Zone 2 (Europa) / Validity : None Ex nA G Zone 2 (International) / Validity : None Ex nA G Zone 2 (United Kingdom) / Validity : None Ex ia G Zone 0 (Europa) / Validity : None Ex ia G Zone 0 (International) / Validity : None Ex ia G Zone 0 (Korea) / Validity : None Ex ia G Zone 0 (North America) / Validity : None Ex ia G Zone 0 (United Kingdom) / Validity : None Ex nA G Zone 2 (Europa) / Validity : None Ex nA G Zone 2 (International) / Validity : None Ex nA G Zone 2 (United Kingdom) / Validity : None Ex ia G Zone 0 (Europa) / Validity : None Ex ia G Zone 0 (International) / Validity : None Ex ia G Zone 0 (Korea) / Validity : None Ex ia G Zone 0 (North America) / Validity : None Ex ia G Zone 0 (United Kingdom) / Validity : None Ex nA G Zone 2 (Europa) / Validity : None Ex nA G Zone 2 (International) / Validity : None Ex nA G Zone 2 (United Kingdom) / Validity : None Ex ia G Zone 0 (Europa) / Validity : None Ex ia G Zone 0 (International) / Validity : None Ex ia G Zone 0 (North America) / Validity : None Ex ia G Zone 0 (United Kingdom) / Validity : None Ex nA G Zone 2 (Europa) / Validity : None Ex nA G Zone 2 (International) / Validity : None Ex nA G Zone 2 (United Kingdom) / Validity : None Ex ia G Zone 0 (Europa) / Validity : None Ex ia G Zone 0 (International) / Validity : None Ex ia G Zone 0 (North America) / Validity : None Ex ia G Zone 0 (United Kingdom) / Validity : None Ex nA G Zone 2 (Europa) / Validity : None Ex nA G Zone 2 (International) / Validity : None Ex nA G Zone 2 (United Kingdom) / Validity : None Ex ia G Zone 0 (Europa) / Validity : None Ex ia G Zone 0 (International) / Validity : None Ex ia G Zone 0 (North America) / Validity : None Ex ia G Zone 0 (United Kingdom) / Validity : None Ex nA G Zone 2 (Europa) / Validity : None Ex nA G Zone 2 (International) / Validity : None Ex nA G Zone 2 (United Kingdom) / Validity : None Ex ia G Zone 0 (Europa) / Validity : None Ex ia G Zone 0 (International) / Validity : None Ex ia G Zone 0 (North America) / Validity : None Ex ia G Zone 0 (United Kingdom) / Validity : None Ex nA G Zone 2 (Europa) / Validity : None Ex nA G Zone 2 (International) / Validity : None Ex nA G Zone 2 (United Kingdom) / Validity : None Ex ia G Zone 0 (Europa) / Validity : None Ex ia G Zone 0 (International) / Validity : None Ex ia G Zone 0 (Korea) / Validity : None Ex ia G Zone 0 (North America) / Validity : None Ex ia G Zone 0 (United Kingdom) / Validity : None Ex nA G Zone 2 (Europa) / Validity : None Ex nA G Zone 2 (International) / Validity : None Ex nA G Zone 2 (United Kingdom) / Validity : None Ex ia G Zone 0 (Europa) / Validity : None Ex ia G Zone 0 (International) / Validity : None Ex ia G Zone 0 (Korea) / Validity : None Ex ia G Zone 0 (North America) / Validity : None Ex ia G Zone 0 (United Kingdom) / Validity : None Ex nA G Zone 2 (Europa) / Validity : None Ex nA G Zone 2 (International) / Validity : None Ex nA G Zone 2 (United Kingdom) / Validity : None Ex ia G Zone 0 (Europa) / Validity : None Ex ia G Zone 0 (International) / Validity : None Ex ia G Zone 0 (Korea) / Validity : None Ex ia G Zone 0 (North America) / Validity : None Ex ia G Zone 0 (United Kingdom) / Validity : None Ex nA G Zone 2 (Europa) / Validity : None Ex nA G Zone 2 (International) / Validity : None Ex nA G Zone 2 (United Kingdom) / Validity : None Ex ia G Zone 0 (Europa) / Validity : None Ex ia G Zone 0 (International) / Validity : None Ex ia G Zone 0 (Korea) / Validity : None Ex ia G Zone 0 (North America) / Validity : None Ex ia G Zone 0 (United Kingdom) / Validity : None Ex nA G Zone 2 (Europa) / Validity : None Ex nA G Zone 2 (International) / Validity : None Ex nA G Zone 2 (United Kingdom) / Validity : None Ex ia G Zone 0 (Europa) / Validity : None Ex ia G Zone 0 (International) / Validity : None Ex ia G Zone 0 (Korea) / Validity : None Ex ia G Zone 0 (North America) / Validity : None Ex ia G Zone 0 (United Kingdom) / Validity : None Ex nA G Zone 2 (Europa) / Validity : None Ex nA G Zone 2 (International) / Validity : None Ex nA G Zone 2 (United Kingdom) / Validity : None Ex ia G Zone 0 (Europa) / Validity : None Ex ia G Zone 0 (International) / Validity : None Ex ia G Zone 0 (Korea) / Validity : None Ex ia G Zone 0 (North America) / Validity : None Ex ia G Zone 0 (United Kingdom) / Validity : None Ex ib G Zone 1 (Japan) / Validity : 22.08.2025 Ex nA G Zone 2 (Europa) / Validity : None Ex nA G Zone 2 (International) / Validity : None Ex nA G Zone 2 (United Kingdom) / Validity : None Ex ia G Zone 0 (Europa) / Validity : None Ex ia G Zone 0 (International) / Validity : None Ex ia G Zone 0 (Korea) / Validity : None Ex ia G Zone 0 (North America) / Validity : None Ex ia G Zone 0 (United Kingdom) / Validity : None Ex nA G Zone 2 (Europa) / Validity : None Ex nA G Zone 2 (International) / Validity : None Ex nA G Zone 2 (United Kingdom) / Validity : None Ex ia G Zone 0 (Europa) / Validity : None Ex ia G Zone 0 (International) / Validity : None Ex ia G Zone 0 (Korea) / Validity : None Ex ia G Zone 0 (North America) / Validity : None Ex ia G Zone 0 (United Kingdom) / Validity : None Ex nA G Zone 2 (Europa) / Validity : None Ex nA G Zone 2 (International) / Validity : None Ex nA G Zone 2 (United Kingdom) / Validity : None Ex ia G Zone 0 (Europa) / Validity : None Ex ia G Zone 0 (International) / Validity : None Ex ia G Zone 0 (Korea) / Validity : None Ex ia G Zone 0 (North America) / Validity : None Ex ia G Zone 0 (United Kingdom) / Validity : None Ex ib G Zone 1 (Japan) / Validity : 24.05.2024 Ex nA G Zone 2 (Europa) / Validity : None Ex nA G Zone 2 (International) / Validity : None Ex nA G Zone 2 (United Kingdom) / Validity : None Ex ia G Zone 0 (Europa) / Validity : None Ex ia G Zone 0 (International) / Validity : None Ex ia G Zone 0 (Korea) / Validity : None Ex ia G Zone 0 (North America) / Validity : None Ex ia G Zone 0 (United Kingdom) / Validity : None Ex nA G Zone 2 (Europa) / Validity : None Ex nA G Zone 2 (International) / Validity : None Ex nA G Zone 2 (United Kingdom) / Validity : None Ex ia G Zone 0 (Europa) / Validity : None Ex ia G Zone 0 (International) / Validity : None Ex ia G Zone 0 (Korea) / Validity : None Ex ia G Zone 0 (North America) / Validity : None Ex ia G Zone 0 (United Kingdom) / Validity : None Ex nA G Zone 2 (Europa) / Validity : None Ex nA G Zone 2 (International) / Validity : None Ex nA G Zone 2 (United Kingdom) / Validity : None Ex ia G Zone 0 (Europa) / Validity : None Ex ia G Zone 0 (International) / Validity : None Ex ia G Zone 0 (Korea) / Validity : None Ex ia G Zone 0 (North America) / Validity : None Ex ia G Zone 0 (United Kingdom) / Validity : None Ex nA G Zone 2 (Europa) / Validity : None Ex nA G Zone 2 (International) / Validity : None Ex nA G Zone 2 (United Kingdom) / Validity : None Ex ia G Zone 0 (Europa) / Validity : None Ex ia G Zone 0 (International) / Validity : None Ex ia G Zone 0 (Korea) / Validity : None Ex ia G Zone 0 (North America) / Validity : None Ex ia G Zone 0 (United Kingdom) / Validity : None Ex nA G Zone 2 (Europa) / Validity : None Ex nA G Zone 2 (International) / Validity : None Ex nA G Zone 2 (United Kingdom) / Validity : None Ex ia G Zone 0 (Europa) / Validity : None Ex ia G Zone 0 (International) / Validity : None Ex ia G Zone 0 (Korea) / Validity : None Ex ia G Zone 0 (North America) / Validity : None Ex ia G Zone 0 (United Kingdom) / Validity : None Ex nA G Zone 2 (Europa) / Validity : None Ex nA G Zone 2 (International) / Validity : None Ex nA G Zone 2 (United Kingdom) / Validity : None Ex ia G Zone 0 (Europa) / Validity : None Ex ia G Zone 0 (International) / Validity : None Ex ia G Zone 0 (Korea) / Validity : None Ex ia G Zone 0 (North America) / Validity : None Ex ia G Zone 0 (United Kingdom) / Validity : None Ex nA G Zone 2 (Europa) / Validity : None Ex nA G Zone 2 (International) / Validity : None Ex nA G Zone 2 (United Kingdom) / Validity : None Ex ia G Zone 0 (Europa) / Validity : None Ex ia G Zone 0 (International) / Validity : None Ex ia G Zone 0 (Korea) / Validity : None Ex ia G Zone 0 (North America) / Validity : None Ex ia G Zone 0 (United Kingdom) / Validity : None Ex nA G Zone 2 (Europa) / Validity : None Ex nA G Zone 2 (International) / Validity : None Ex nA G Zone 2 (United Kingdom) / Validity : None Ex ia G Zone 0 (Europa) / Validity : None Ex ia G Zone 0 (International) / Validity : None Ex ia G Zone 0 (Korea) / Validity : None Ex ia G Zone 0 (North America) / Validity : None Ex ia G Zone 0 (United Kingdom) / Validity : None Ex nA G Zone 2 (Europa) / Validity : None Ex nA G Zone 2 (International) / Validity : None Ex nA G Zone 2 (United Kingdom) / Validity : None Ex ia G Zone 0 (Europa) / Validity : None Ex ia G Zone 0 (International) / Validity : None Ex ia G Zone 0 (Korea) / Validity : None Ex ia G Zone 0 (North America) / Validity : None Ex ia G Zone 0 (United Kingdom) / Validity : None Ex nA G Zone 2 (Europa) / Validity : None Ex nA G Zone 2 (International) / Validity : None Ex nA G Zone 2 (United Kingdom) / Validity : None Ex ia G Zone 0 (Europa) / Validity : None Ex ia G Zone 0 (International) / Validity : None Ex ia G Zone 0 (Korea) / Validity : None Ex ia G Zone 0 (North America) / Validity : None Ex ia G Zone 0 (United Kingdom) / Validity : None Ex nA G Zone 2 (Europa) / Validity : None Ex nA G Zone 2 (International) / Validity : None Ex nA G Zone 2 (United Kingdom) / Validity : None Ex ia G Zone 0 (Europa) / Validity : None Ex ia G Zone 0 (International) / Validity : None Ex ia G Zone 0 (Korea) / Validity : None Ex ia G Zone 0 (North America) / Validity : None Ex ia G Zone 0 (United Kingdom) / Validity : None Ex nA G Zone 2 (Europa) / Validity : None Ex nA G Zone 2 (International) / Validity : None Ex nA G Zone 2 (United Kingdom) / Validity : None Ex ia G Zone 0 (Europa) / Validity : None Ex ia G Zone 0 (International) / Validity : None Ex ia G Zone 0 (Korea) / Validity : None Ex ia G Zone 0 (North America) / Validity : None Ex ia G Zone 0 (United Kingdom) / Validity : None Ex nA G Zone 2 (Europa) / Validity : None Ex nA G Zone 2 (International) / Validity : None Ex nA G Zone 2 (United Kingdom) / Validity : None Ex ia G Zone 0 (Europa) / Validity : None Ex ia G Zone 0 (International) / Validity : None Ex ia G Zone 0 (Korea) / Validity : None Ex ia G Zone 0 (North America) / Validity : None Ex ia G Zone 0 (United Kingdom) / Validity : None Ex nA G Zone 2 (Europa) / Validity : None Ex nA G Zone 2 (International) / Validity : None Ex nA G Zone 2 (United Kingdom) / Validity : None Ex ia G Zone 0 (Europa) / Validity : None Ex ia G Zone 0 (International) / Validity : None Ex ia G Zone 0 (Korea) / Validity : None Ex ia G Zone 0 (North America) / Validity : None Ex ia G Zone 0 (United Kingdom) / Validity : None Ex nA G Zone 2 (Europa) / Validity : None Ex nA G Zone 2 (International) / Validity : None Ex nA G Zone 2 (United Kingdom) / Validity : None Ex ia G Zone 0 (Europa) / Validity : None Ex ia G Zone 0 (International) / Validity : None Ex ia G Zone 0 (Korea) / Validity : None Ex ia G Zone 0 (North America) / Validity : None Ex ia G Zone 0 (United Kingdom) / Validity : None Ex nA G Zone 2 (Europa) / Validity : None Ex nA G Zone 2 (International) / Validity : None Ex nA G Zone 2 (United Kingdom) / Validity : None Ex ia G Zone 0 (Europa) / Validity : None Ex ia G Zone 0 (International) / Validity : None Ex ia G Zone 0 (Korea) / Validity : None Ex ia G Zone 0 (North America) / Validity : None Ex ia G Zone 0 (United Kingdom) / Validity : None Ex nA G Zone 2 (Europa) / Validity : None Ex nA G Zone 2 (International) / Validity : None Ex nA G Zone 2 (United Kingdom) / Validity : None Ex ia G Zone 0 (Europa) / Validity : None Ex ia G Zone 0 (International) / Validity : None Ex ia G Zone 0 (Korea) / Validity : None Ex ia G Zone 0 (North America) / Validity : None Ex ia G Zone 0 (United Kingdom) / Validity : None Ex nA G Zone 2 (Europa) / Validity : None Ex nA G Zone 2 (International) / Validity : None Ex nA G Zone 2 (United Kingdom) / Validity : None Ex ia G Zone 0 (Europa) / Validity : None Ex ia G Zone 0 (International) / Validity : None Ex ia G Zone 0 (Korea) / Validity : None Ex ia G Zone 0 (North America) / Validity : None Ex ia G Zone 0 (United Kingdom) / Validity : None Ex nA G Zone 2 (Europa) / Validity : None Ex nA G Zone 2 (International) / Validity : None Ex nA G Zone 2 (United Kingdom) / Validity : None Ex ia G Zone 0 (Europa) / Validity : None Ex ia G Zone 0 (International) / Validity : None Ex ia G Zone 0 (North America) / Validity : None Ex ia G Zone 0 (United Kingdom) / Validity : None Ex nA G Zone 2 (Europa) / Validity : None Ex nA G Zone 2 (International) / Validity : None Ex nA G Zone 2 (United Kingdom) / Validity : None Ex ia G Zone 0 (Europa) / Validity : None Ex ia G Zone 0 (International) / Validity : None Ex ia G Zone 0 (North America) / Validity : None Ex ia G Zone 0 (United Kingdom) / Validity : None Ex nA G Zone 2 (Europa) / Validity : None Ex nA G Zone 2 (International) / Validity : None Ex nA G Zone 2 (United Kingdom) / Validity : None Ex ia G Zone 0 (Europa) / Validity : None Ex ia G Zone 0 (International) / Validity : None Ex ia G Zone 0 (North America) / Validity : None Ex ia G Zone 0 (United Kingdom) / Validity : None Ex nA G Zone 2 (Europa) / Validity : None Ex nA G Zone 2 (International) / Validity : None Ex nA G Zone 2 (United Kingdom) / Validity : None Ex ia G Zone 0 (Europa) / Validity : None Ex ia G Zone 0 (International) / Validity : None Ex ia G Zone 0 (Korea) / Validity : None Ex ia G Zone 0 (North America) / Validity : None Ex ia G Zone 0 (United Kingdom) / Validity : None Ex nA G Zone 2 (Europa) / Validity : None Ex nA G Zone 2 (International) / Validity : None Ex nA G Zone 2 (United Kingdom) / Validity : None Ex ia G Zone 0 (Europa) / Validity : None Ex ia G Zone 0 (International) / Validity : None Ex ia G Zone 0 (North America) / Validity : None Ex ia G Zone 0 (Russia, Belarus, Kyrgyzstan, Armenia, Kazakhstan) / Validity : 18.02.2026 Ex nA G Zone 2 (Europa) / Validity : None Ex nA G Zone 2 (International) / Validity : None Ex nA G Zone 2 (North America) / Validity : None Ex nA G Zone 2 (Russia, Belarus, Kyrgyzstan, Armenia, Kazakhstan) / Validity : 18.02.2026
CP505-021 | 143-505-000-02x | CP505-021 Piezoelectric Dynamic Pressure Sensor | VM-Lemo type 0 connector, 1 m integral MI cable | CPxxx, IPC707, GSI127, EC153, MA104, MA Seal, ABAxxx, JB105, JB116 | Ex ia G Zone 0 (Europa) / Validity : None Ex ia G Zone 0 (International) / Validity : None Ex ia G Zone 0 (Korea) / Validity : None Ex ia G Zone 0 (North America) / Validity : None Ex ia G Zone 0 (United Kingdom) / Validity : None Ex nA G Zone 2 (Europa) / Validity : None Ex nA G Zone 2 (International) / Validity : None Ex nA G Zone 2 (United Kingdom) / Validity : None Ex ia G Zone 0 (Europa) / Validity : None Ex ia G Zone 0 (International) / Validity : None Ex ia G Zone 0 (Korea) / Validity : None Ex ia G Zone 0 (North America) / Validity : None Ex ia G Zone 0 (United Kingdom) / Validity : None Ex nA G Zone 2 (Europa) / Validity : None Ex nA G Zone 2 (International) / Validity : None Ex nA G Zone 2 (United Kingdom) / Validity : None Ex ia G Zone 0 (Europa) / Validity : None Ex ia G Zone 0 (International) / Validity : None Ex ia G Zone 0 (Korea) / Validity : None Ex ia G Zone 0 (North America) / Validity : None Ex ia G Zone 0 (United Kingdom) / Validity : None Ex nA G Zone 2 (Europa) / Validity : None Ex nA G Zone 2 (International) / Validity : None Ex nA G Zone 2 (United Kingdom) / Validity : None Ex ia G Zone 0 (Europa) / Validity : None Ex ia G Zone 0 (International) / Validity : None Ex ia G Zone 0 (Korea) / Validity : None Ex ia G Zone 0 (North America) / Validity : None Ex ia G Zone 0 (United Kingdom) / Validity : None Ex nA G Zone 2 (Europa) / Validity : None Ex nA G Zone 2 (International) / Validity : None Ex nA G Zone 2 (United Kingdom) / Validity : None Ex ia G Zone 0 (Europa) / Validity : None Ex ia G Zone 0 (International) / Validity : None Ex ia G Zone 0 (Korea) / Validity : None Ex ia G Zone 0 (North America) / Validity : None Ex ia G Zone 0 (United Kingdom) / Validity : None Ex nA G Zone 2 (Europa) / Validity : None Ex nA G Zone 2 (International) / Validity : None Ex nA G Zone 2 (United Kingdom) / Validity : None Ex ia G Zone 0 (Europa) / Validity : None Ex ia G Zone 0 (International) / Validity : None Ex ia G Zone 0 (Korea) / Validity : None Ex ia G Zone 0 (North America) / Validity : None Ex ia G Zone 0 (United Kingdom) / Validity : None Ex nA G Zone 2 (Europa) / Validity : None Ex nA G Zone 2 (International) / Validity : None Ex nA G Zone 2 (United Kingdom) / Validity : None Ex ia G Zone 0 (Europa) / Validity : None Ex ia G Zone 0 (International) / Validity : None Ex ia G Zone 0 (Korea) / Validity : None Ex ia G Zone 0 (North America) / Validity : None Ex ia G Zone 0 (United Kingdom) / Validity : None Ex nA G Zone 2 (Europa) / Validity : None Ex nA G Zone 2 (International) / Validity : None Ex nA G Zone 2 (United Kingdom) / Validity : None Ex ia G Zone 0 (Europa) / Validity : None Ex ia G Zone 0 (International) / Validity : None Ex ia G Zone 0 (Korea) / Validity : None Ex ia G Zone 0 (North America) / Validity : None Ex ia G Zone 0 (United Kingdom) / Validity : None Ex nA G Zone 2 (Europa) / Validity : None Ex nA G Zone 2 (International) / Validity : None Ex nA G Zone 2 (United Kingdom) / Validity : None Ex ia G Zone 0 (Europa) / Validity : None Ex ia G Zone 0 (International) / Validity : None Ex ia G Zone 0 (Korea) / Validity : None Ex ia G Zone 0 (North America) / Validity : None Ex ia G Zone 0 (United Kingdom) / Validity : None Ex nA G Zone 2 (Europa) / Validity : None Ex nA G Zone 2 (International) / Validity : None Ex nA G Zone 2 (United Kingdom) / Validity : None Ex ia G Zone 0 (Europa) / Validity : None Ex ia G Zone 0 (International) / Validity : None Ex ia G Zone 0 (Korea) / Validity : None Ex ia G Zone 0 (North America) / Validity : None Ex ia G Zone 0 (United Kingdom) / Validity : None Ex nA G Zone 2 (Europa) / Validity : None Ex nA G Zone 2 (International) / Validity : None Ex nA G Zone 2 (United Kingdom) / Validity : None Ex ia G Zone 0 (Europa) / Validity : None Ex ia G Zone 0 (International) / Validity : None Ex ia G Zone 0 (Korea) / Validity : None Ex ia G Zone 0 (North America) / Validity : None Ex ia G Zone 0 (United Kingdom) / Validity : None Ex nA G Zone 2 (Europa) / Validity : None Ex nA G Zone 2 (International) / Validity : None Ex nA G Zone 2 (United Kingdom) / Validity : None Ex ia G Zone 0 (Europa) / Validity : None Ex ia G Zone 0 (International) / Validity : None Ex ia G Zone 0 (Korea) / Validity : None Ex ia G Zone 0 (North America) / Validity : None Ex ia G Zone 0 (United Kingdom) / Validity : None Ex nA G Zone 2 (Europa) / Validity : None Ex nA G Zone 2 (International) / Validity : None Ex nA G Zone 2 (United Kingdom) / Validity : None Ex ia G Zone 0 (Europa) / Validity : None Ex ia G Zone 0 (International) / Validity : None Ex ia G Zone 0 (Korea) / Validity : None Ex ia G Zone 0 (North America) / Validity : None Ex ia G Zone 0 (United Kingdom) / Validity : None Ex nA G Zone 2 (Europa) / Validity : None Ex nA G Zone 2 (International) / Validity : None Ex nA G Zone 2 (United Kingdom) / Validity : None Ex ia G Zone 0 (Europa) / Validity : None Ex ia G Zone 0 (International) / Validity : None Ex ia G Zone 0 (Korea) / Validity : None Ex ia G Zone 0 (North America) / Validity : None Ex ia G Zone 0 (United Kingdom) / Validity : None Ex nA G Zone 2 (Europa) / Validity : None Ex nA G Zone 2 (International) / Validity : None Ex nA G Zone 2 (United Kingdom) / Validity : None Ex ia G Zone 0 (Europa) / Validity : None Ex ia G Zone 0 (International) / Validity : None Ex ia G Zone 0 (Korea) / Validity : None Ex ia G Zone 0 (North America) / Validity : None Ex ia G Zone 0 (United Kingdom) / Validity : None Ex nA G Zone 2 (Europa) / Validity : None Ex nA G Zone 2 (International) / Validity : None Ex nA G Zone 2 (United Kingdom) / Validity : None Ex ia G Zone 0 (Europa) / Validity : None Ex ia G Zone 0 (International) / Validity : None Ex ia G Zone 0 (Korea) / Validity : None Ex ia G Zone 0 (North America) / Validity : None Ex ia G Zone 0 (United Kingdom) / Validity : None Ex nA G Zone 2 (Europa) / Validity : None Ex nA G Zone 2 (International) / Validity : None Ex nA G Zone 2 (United Kingdom) / Validity : None Ex ia G Zone 0 (Europa) / Validity : None Ex ia G Zone 0 (International) / Validity : None Ex ia G Zone 0 (Korea) / Validity : None Ex ia G Zone 0 (North America) / Validity : None Ex ia G Zone 0 (United Kingdom) / Validity : None Ex nA G Zone 2 (Europa) / Validity : None Ex nA G Zone 2 (International) / Validity : None Ex nA G Zone 2 (United Kingdom) / Validity : None Ex ia G Zone 0 (Europa) / Validity : None Ex ia G Zone 0 (International) / Validity : None Ex ia G Zone 0 (Korea) / Validity : None Ex ia G Zone 0 (North America) / Validity : None Ex ia G Zone 0 (United Kingdom) / Validity : None Ex nA G Zone 2 (Europa) / Validity : None Ex nA G Zone 2 (International) / Validity : None Ex nA G Zone 2 (United Kingdom) / Validity : None Ex ia G Zone 0 (Europa) / Validity : None Ex ia G Zone 0 (International) / Validity : None Ex ia G Zone 0 (Korea) / Validity : None Ex ia G Zone 0 (North America) / Validity : None Ex ia G Zone 0 (United Kingdom) / Validity : None Ex nA G Zone 2 (Europa) / Validity : None Ex nA G Zone 2 (International) / Validity : None Ex nA G Zone 2 (United Kingdom) / Validity : None Ex ia G Zone 0 (Europa) / Validity : None Ex ia G Zone 0 (International) / Validity : None Ex ia G Zone 0 (Korea) / Validity : None Ex ia G Zone 0 (North America) / Validity : None Ex ia G Zone 0 (United Kingdom) / Validity : None Ex nA G Zone 2 (Europa) / Validity : None Ex nA G Zone 2 (International) / Validity : None Ex nA G Zone 2 (United Kingdom) / Validity : None Ex ia G Zone 0 (Europa) / Validity : None Ex ia G Zone 0 (International) / Validity : None Ex ia G Zone 0 (Korea) / Validity : None Ex ia G Zone 0 (North America) / Validity : None Ex ia G Zone 0 (United Kingdom) / Validity : None Ex nA G Zone 2 (Europa) / Validity : None Ex nA G Zone 2 (International) / Validity : None Ex nA G Zone 2 (United Kingdom) / Validity : None Ex ia G Zone 0 (Europa) / Validity : None Ex ia G Zone 0 (International) / Validity : None Ex ia G Zone 0 (Korea) / Validity : None Ex ia G Zone 0 (North America) / Validity : None Ex ia G Zone 0 (United Kingdom) / Validity : None Ex nA G Zone 2 (Europa) / Validity : None Ex nA G Zone 2 (International) / Validity : None Ex nA G Zone 2 (United Kingdom) / Validity : None Ex ia G Zone 0 (Europa) / Validity : None Ex ia G Zone 0 (International) / Validity : None Ex ia G Zone 0 (Korea) / Validity : None Ex ia G Zone 0 (North America) / Validity : None Ex ia G Zone 0 (United Kingdom) / Validity : None Ex nA G Zone 2 (Europa) / Validity : None Ex nA G Zone 2 (International) / Validity : None Ex nA G Zone 2 (United Kingdom) / Validity : None Ex ia G Zone 0 (Europa) / Validity : None Ex ia G Zone 0 (International) / Validity : None Ex ia G Zone 0 (Korea) / Validity : None Ex ia G Zone 0 (North America) / Validity : None Ex ia G Zone 0 (United Kingdom) / Validity : None Ex nA G Zone 2 (Europa) / Validity : None Ex nA G Zone 2 (International) / Validity : None Ex nA G Zone 2 (United Kingdom) / Validity : None Ex ia G Zone 0 (Europa) / Validity : None Ex ia G Zone 0 (International) / Validity : None Ex ia G Zone 0 (Korea) / Validity : None Ex ia G Zone 0 (North America) / Validity : None Ex ia G Zone 0 (United Kingdom) / Validity : None Ex nA G Zone 2 (Europa) / Validity : None Ex nA G Zone 2 (International) / Validity : None Ex nA G Zone 2 (United Kingdom) / Validity : None Ex ia G Zone 0 (Europa) / Validity : None Ex ia G Zone 0 (International) / Validity : None Ex ia G Zone 0 (North America) / Validity : None Ex ia G Zone 0 (United Kingdom) / Validity : None Ex nA G Zone 2 (Europa) / Validity : None Ex nA G Zone 2 (International) / Validity : None Ex nA G Zone 2 (United Kingdom) / Validity : None Ex ia G Zone 0 (Europa) / Validity : None Ex ia G Zone 0 (International) / Validity : None Ex ia G Zone 0 (North America) / Validity : None Ex ia G Zone 0 (United Kingdom) / Validity : None Ex nA G Zone 2 (Europa) / Validity : None Ex nA G Zone 2 (International) / Validity : None Ex nA G Zone 2 (United Kingdom) / Validity : None Ex ia G Zone 0 (Europa) / Validity : None Ex ia G Zone 0 (International) / Validity : None Ex ia G Zone 0 (North America) / Validity : None Ex ia G Zone 0 (United Kingdom) / Validity : None Ex nA G Zone 2 (Europa) / Validity : None Ex nA G Zone 2 (International) / Validity : None Ex nA G Zone 2 (United Kingdom) / Validity : None Ex ia G Zone 0 (Europa) / Validity : None Ex ia G Zone 0 (International) / Validity : None Ex ia G Zone 0 (North America) / Validity : None Ex ia G Zone 0 (United Kingdom) / Validity : None Ex nA G Zone 2 (Europa) / Validity : None Ex nA G Zone 2 (International) / Validity : None Ex nA G Zone 2 (United Kingdom) / Validity : None Ex ia G Zone 0 (Europa) / Validity : None Ex ia G Zone 0 (International) / Validity : None Ex ia G Zone 0 (Korea) / Validity : None Ex ia G Zone 0 (North America) / Validity : None Ex ia G Zone 0 (United Kingdom) / Validity : None Ex nA G Zone 2 (Europa) / Validity : None Ex nA G Zone 2 (International) / Validity : None Ex nA G Zone 2 (United Kingdom) / Validity : None Ex ia G Zone 0 (Europa) / Validity : None Ex ia G Zone 0 (International) / Validity : None Ex ia G Zone 0 (Korea) / Validity : None Ex ia G Zone 0 (North America) / Validity : None Ex ia G Zone 0 (United Kingdom) / Validity : None Ex nA G Zone 2 (Europa) / Validity : None Ex nA G Zone 2 (International) / Validity : None Ex nA G Zone 2 (United Kingdom) / Validity : None Ex ia G Zone 0 (Europa) / Validity : None Ex ia G Zone 0 (International) / Validity : None Ex ia G Zone 0 (Korea) / Validity : None Ex ia G Zone 0 (North America) / Validity : None Ex ia G Zone 0 (United Kingdom) / Validity : None Ex nA G Zone 2 (Europa) / Validity : None Ex nA G Zone 2 (International) / Validity : None Ex nA G Zone 2 (United Kingdom) / Validity : None Ex ia G Zone 0 (Europa) / Validity : None Ex ia G Zone 0 (International) / Validity : None Ex ia G Zone 0 (Korea) / Validity : None Ex ia G Zone 0 (North America) / Validity : None Ex ia G Zone 0 (United Kingdom) / Validity : None Ex nA G Zone 2 (Europa) / Validity : None Ex nA G Zone 2 (International) / Validity : None Ex nA G Zone 2 (United Kingdom) / Validity : None Ex ia G Zone 0 (Europa) / Validity : None Ex ia G Zone 0 (International) / Validity : None Ex ia G Zone 0 (Korea) / Validity : None Ex ia G Zone 0 (North America) / Validity : None Ex ia G Zone 0 (United Kingdom) / Validity : None Ex nA G Zone 2 (Europa) / Validity : None Ex nA G Zone 2 (International) / Validity : None Ex nA G Zone 2 (United Kingdom) / Validity : None Ex ia G Zone 0 (Europa) / Validity : None Ex ia G Zone 0 (International) / Validity : None Ex ia G Zone 0 (Korea) / Validity : None Ex ia G Zone 0 (North America) / Validity : None Ex ia G Zone 0 (United Kingdom) / Validity : None Ex ib G Zone 1 (Japan) / Validity : 22.08.2025 Ex nA G Zone 2 (Europa) / Validity : None Ex nA G Zone 2 (International) / Validity : None Ex nA G Zone 2 (United Kingdom) / Validity : None Ex ia G Zone 0 (Europa) / Validity : None Ex ia G Zone 0 (International) / Validity : None Ex ia G Zone 0 (Korea) / Validity : None Ex ia G Zone 0 (North America) / Validity : None Ex ia G Zone 0 (United Kingdom) / Validity : None Ex nA G Zone 2 (Europa) / Validity : None Ex nA G Zone 2 (International) / Validity : None Ex nA G Zone 2 (United Kingdom) / Validity : None Ex ia G Zone 0 (Europa) / Validity : None Ex ia G Zone 0 (International) / Validity : None Ex ia G Zone 0 (Korea) / Validity : None Ex ia G Zone 0 (North America) / Validity : None Ex ia G Zone 0 (United Kingdom) / Validity : None Ex nA G Zone 2 (Europa) / Validity : None Ex nA G Zone 2 (International) / Validity : None Ex nA G Zone 2 (United Kingdom) / Validity : None Ex ia G Zone 0 (Europa) / Validity : None Ex ia G Zone 0 (International) / Validity : None Ex ia G Zone 0 (Korea) / Validity : None Ex ia G Zone 0 (North America) / Validity : None Ex ia G Zone 0 (United Kingdom) / Validity : None Ex ib G Zone 1 (Japan) / Validity : 24.05.2024 Ex nA G Zone 2 (Europa) / Validity : None Ex nA G Zone 2 (International) / Validity : None Ex nA G Zone 2 (United Kingdom) / Validity : None Ex ia G Zone 0 (Europa) / Validity : None Ex ia G Zone 0 (International) / Validity : None Ex ia G Zone 0 (Korea) / Validity : None Ex ia G Zone 0 (North America) / Validity : None Ex ia G Zone 0 (United Kingdom) / Validity : None Ex nA G Zone 2 (Europa) / Validity : None Ex nA G Zone 2 (International) / Validity : None Ex nA G Zone 2 (United Kingdom) / Validity : None Ex ia G Zone 0 (Europa) / Validity : None Ex ia G Zone 0 (International) / Validity : None Ex ia G Zone 0 (Korea) / Validity : None Ex ia G Zone 0 (North America) / Validity : None Ex ia G Zone 0 (United Kingdom) / Validity : None Ex nA G Zone 2 (Europa) / Validity : None Ex nA G Zone 2 (International) / Validity : None Ex nA G Zone 2 (United Kingdom) / Validity : None Ex ia G Zone 0 (Europa) / Validity : None Ex ia G Zone 0 (International) / Validity : None Ex ia G Zone 0 (Korea) / Validity : None Ex ia G Zone 0 (North America) / Validity : None Ex ia G Zone 0 (United Kingdom) / Validity : None Ex nA G Zone 2 (Europa) / Validity : None Ex nA G Zone 2 (International) / Validity : None Ex nA G Zone 2 (United Kingdom) / Validity : None Ex ia G Zone 0 (Europa) / Validity : None Ex ia G Zone 0 (International) / Validity : None Ex ia G Zone 0 (Korea) / Validity : None Ex ia G Zone 0 (North America) / Validity : None Ex ia G Zone 0 (United Kingdom) / Validity : None Ex nA G Zone 2 (Europa) / Validity : None Ex nA G Zone 2 (International) / Validity : None Ex nA G Zone 2 (United Kingdom) / Validity : None Ex ia G Zone 0 (Europa) / Validity : None Ex ia G Zone 0 (International) / Validity : None Ex ia G Zone 0 (Korea) / Validity : None Ex ia G Zone 0 (North America) / Validity : None Ex ia G Zone 0 (United Kingdom) / Validity : None Ex nA G Zone 2 (Europa) / Validity : None Ex nA G Zone 2 (International) / Validity : None Ex nA G Zone 2 (United Kingdom) / Validity : None Ex ia G Zone 0 (Europa) / Validity : None Ex ia G Zone 0 (International) / Validity : None Ex ia G Zone 0 (Korea) / Validity : None Ex ia G Zone 0 (North America) / Validity : None Ex ia G Zone 0 (United Kingdom) / Validity : None Ex nA G Zone 2 (Europa) / Validity : None Ex nA G Zone 2 (International) / Validity : None Ex nA G Zone 2 (United Kingdom) / Validity : None Ex ia G Zone 0 (Europa) / Validity : None Ex ia G Zone 0 (International) / Validity : None Ex ia G Zone 0 (Korea) / Validity : None Ex ia G Zone 0 (North America) / Validity : None Ex ia G Zone 0 (United Kingdom) / Validity : None Ex nA G Zone 2 (Europa) / Validity : None Ex nA G Zone 2 (International) / Validity : None Ex nA G Zone 2 (United Kingdom) / Validity : None Ex ia G Zone 0 (Europa) / Validity : None Ex ia G Zone 0 (International) / Validity : None Ex ia G Zone 0 (Korea) / Validity : None Ex ia G Zone 0 (North America) / Validity : None Ex ia G Zone 0 (United Kingdom) / Validity : None Ex nA G Zone 2 (Europa) / Validity : None Ex nA G Zone 2 (International) / Validity : None Ex nA G Zone 2 (United Kingdom) / Validity : None Ex ia G Zone 0 (Europa) / Validity : None Ex ia G Zone 0 (International) / Validity : None Ex ia G Zone 0 (Korea) / Validity : None Ex ia G Zone 0 (North America) / Validity : None Ex ia G Zone 0 (United Kingdom) / Validity : None Ex nA G Zone 2 (Europa) / Validity : None Ex nA G Zone 2 (International) / Validity : None Ex nA G Zone 2 (United Kingdom) / Validity : None Ex ia G Zone 0 (Europa) / Validity : None Ex ia G Zone 0 (International) / Validity : None Ex ia G Zone 0 (Korea) / Validity : None Ex ia G Zone 0 (North America) / Validity : None Ex ia G Zone 0 (United Kingdom) / Validity : None Ex nA G Zone 2 (Europa) / Validity : None Ex nA G Zone 2 (International) / Validity : None Ex nA G Zone 2 (United Kingdom) / Validity : None Ex ia G Zone 0 (Europa) / Validity : None Ex ia G Zone 0 (International) / Validity : None Ex ia G Zone 0 (Korea) / Validity : None Ex ia G Zone 0 (North America) / Validity : None Ex ia G Zone 0 (United Kingdom) / Validity : None Ex nA G Zone 2 (Europa) / Validity : None Ex nA G Zone 2 (International) / Validity : None Ex nA G Zone 2 (United Kingdom) / Validity : None Ex ia G Zone 0 (Europa) / Validity : None Ex ia G Zone 0 (International) / Validity : None Ex ia G Zone 0 (Korea) / Validity : None Ex ia G Zone 0 (North America) / Validity : None Ex ia G Zone 0 (United Kingdom) / Validity : None Ex nA G Zone 2 (Europa) / Validity : None Ex nA G Zone 2 (International) / Validity : None Ex nA G Zone 2 (United Kingdom) / Validity : None Ex ia G Zone 0 (Europa) / Validity : None Ex ia G Zone 0 (International) / Validity : None Ex ia G Zone 0 (Korea) / Validity : None Ex ia G Zone 0 (North America) / Validity : None Ex ia G Zone 0 (United Kingdom) / Validity : None Ex nA G Zone 2 (Europa) / Validity : None Ex nA G Zone 2 (International) / Validity : None Ex nA G Zone 2 (United Kingdom) / Validity : None Ex ia G Zone 0 (Europa) / Validity : None Ex ia G Zone 0 (International) / Validity : None Ex ia G Zone 0 (Korea) / Validity : None Ex ia G Zone 0 (North America) / Validity : None Ex ia G Zone 0 (United Kingdom) / Validity : None Ex nA G Zone 2 (Europa) / Validity : None Ex nA G Zone 2 (International) / Validity : None Ex nA G Zone 2 (United Kingdom) / Validity : None Ex ia G Zone 0 (Europa) / Validity : None Ex ia G Zone 0 (International) / Validity : None Ex ia G Zone 0 (Korea) / Validity : None Ex ia G Zone 0 (North America) / Validity : None Ex ia G Zone 0 (United Kingdom) / Validity : None Ex nA G Zone 2 (Europa) / Validity : None Ex nA G Zone 2 (International) / Validity : None Ex nA G Zone 2 (United Kingdom) / Validity : None Ex ia G Zone 0 (Europa) / Validity : None Ex ia G Zone 0 (International) / Validity : None Ex ia G Zone 0 (Korea) / Validity : None Ex ia G Zone 0 (North America) / Validity : None Ex ia G Zone 0 (United Kingdom) / Validity : None Ex nA G Zone 2 (Europa) / Validity : None Ex nA G Zone 2 (International) / Validity : None Ex nA G Zone 2 (United Kingdom) / Validity : None Ex ia G Zone 0 (Europa) / Validity : None Ex ia G Zone 0 (International) / Validity : None Ex ia G Zone 0 (Korea) / Validity : None Ex ia G Zone 0 (North America) / Validity : None Ex ia G Zone 0 (United Kingdom) / Validity : None Ex nA G Zone 2 (Europa) / Validity : None Ex nA G Zone 2 (International) / Validity : None Ex nA G Zone 2 (United Kingdom) / Validity : None Ex ia G Zone 0 (Europa) / Validity : None Ex ia G Zone 0 (International) / Validity : None Ex ia G Zone 0 (Korea) / Validity : None Ex ia G Zone 0 (North America) / Validity : None Ex ia G Zone 0 (United Kingdom) / Validity : None Ex nA G Zone 2 (Europa) / Validity : None Ex nA G Zone 2 (International) / Validity : None Ex nA G Zone 2 (United Kingdom) / Validity : None Ex ia G Zone 0 (Europa) / Validity : None Ex ia G Zone 0 (International) / Validity : None Ex ia G Zone 0 (North America) / Validity : None Ex ia G Zone 0 (United Kingdom) / Validity : None Ex nA G Zone 2 (Europa) / Validity : None Ex nA G Zone 2 (International) / Validity : None Ex nA G Zone 2 (United Kingdom) / Validity : None Ex ia G Zone 0 (Europa) / Validity : None Ex ia G Zone 0 (International) / Validity : None Ex ia G Zone 0 (North America) / Validity : None Ex ia G Zone 0 (United Kingdom) / Validity : None Ex nA G Zone 2 (Europa) / Validity : None Ex nA G Zone 2 (International) / Validity : None Ex nA G Zone 2 (United Kingdom) / Validity : None Ex ia G Zone 0 (Europa) / Validity : None Ex ia G Zone 0 (International) / Validity : None Ex ia G Zone 0 (North America) / Validity : None Ex ia G Zone 0 (United Kingdom) / Validity : None Ex nA G Zone 2 (Europa) / Validity : None Ex nA G Zone 2 (International) / Validity : None Ex nA G Zone 2 (United Kingdom) / Validity : None Ex ia G Zone 0 (Europa) / Validity : None Ex ia G Zone 0 (International) / Validity : None Ex ia G Zone 0 (Korea) / Validity : None Ex ia G Zone 0 (North America) / Validity : None Ex ia G Zone 0 (United Kingdom) / Validity : None Ex nA G Zone 2 (Europa) / Validity : None Ex nA G Zone 2 (International) / Validity : None Ex nA G Zone 2 (United Kingdom) / Validity : None Ex ia G Zone 0 (Europa) / Validity : None Ex ia G Zone 0 (International) / Validity : None Ex ia G Zone 0 (North America) / Validity : None Ex ia G Zone 0 (Russia, Belarus, Kyrgyzstan, Armenia, Kazakhstan) / Validity : 18.02.2026 Ex nA G Zone 2 (Europa) / Validity : None Ex nA G Zone 2 (International) / Validity : None Ex nA G Zone 2 (North America) / Validity : None Ex nA G Zone 2 (Russia, Belarus, Kyrgyzstan, Armenia, Kazakhstan) / Validity : 18.02.2026
CP505-031 | 143-505-000-03x | CP505-031 Piezoelectric Dynamic Pressure Sensor | VM-Lemo type 0 connector, 3 m integral MI cable | CPxxx, IPC707, GSI127, EC153, MA104, MA Seal, ABAxxx, JB105, JB116 | Ex ia G Zone 0 (Europa) / Validity : None Ex ia G Zone 0 (International) / Validity : None Ex ia G Zone 0 (Korea) / Validity : None Ex ia G Zone 0 (North America) / Validity : None Ex ia G Zone 0 (United Kingdom) / Validity : None Ex nA G Zone 2 (Europa) / Validity : None Ex nA G Zone 2 (International) / Validity : None Ex nA G Zone 2 (United Kingdom) / Validity : None Ex ia G Zone 0 (Europa) / Validity : None Ex ia G Zone 0 (International) / Validity : None Ex ia G Zone 0 (Korea) / Validity : None Ex ia G Zone 0 (North America) / Validity : None Ex ia G Zone 0 (United Kingdom) / Validity : None Ex nA G Zone 2 (Europa) / Validity : None Ex nA G Zone 2 (International) / Validity : None Ex nA G Zone 2 (United Kingdom) / Validity : None Ex ia G Zone 0 (Europa) / Validity : None Ex ia G Zone 0 (International) / Validity : None Ex ia G Zone 0 (Korea) / Validity : None Ex ia G Zone 0 (North America) / Validity : None Ex ia G Zone 0 (United Kingdom) / Validity : None Ex nA G Zone 2 (Europa) / Validity : None Ex nA G Zone 2 (International) / Validity : None Ex nA G Zone 2 (United Kingdom) / Validity : None Ex ia G Zone 0 (Europa) / Validity : None Ex ia G Zone 0 (International) / Validity : None Ex ia G Zone 0 (Korea) / Validity : None Ex ia G Zone 0 (North America) / Validity : None Ex ia G Zone 0 (United Kingdom) / Validity : None Ex nA G Zone 2 (Europa) / Validity : None Ex nA G Zone 2 (International) / Validity : None Ex nA G Zone 2 (United Kingdom) / Validity : None Ex ia G Zone 0 (Europa) / Validity : None Ex ia G Zone 0 (International) / Validity : None Ex ia G Zone 0 (Korea) / Validity : None Ex ia G Zone 0 (North America) / Validity : None Ex ia G Zone 0 (United Kingdom) / Validity : None Ex nA G Zone 2 (Europa) / Validity : None Ex nA G Zone 2 (International) / Validity : None Ex nA G Zone 2 (United Kingdom) / Validity : None Ex ia G Zone 0 (Europa) / Validity : None Ex ia G Zone 0 (International) / Validity : None Ex ia G Zone 0 (Korea) / Validity : None Ex ia G Zone 0 (North America) / Validity : None Ex ia G Zone 0 (United Kingdom) / Validity : None Ex nA G Zone 2 (Europa) / Validity : None Ex nA G Zone 2 (International) / Validity : None Ex nA G Zone 2 (United Kingdom) / Validity : None Ex ia G Zone 0 (Europa) / Validity : None Ex ia G Zone 0 (International) / Validity : None Ex ia G Zone 0 (Korea) / Validity : None Ex ia G Zone 0 (North America) / Validity : None Ex ia G Zone 0 (United Kingdom) / Validity : None Ex nA G Zone 2 (Europa) / Validity : None Ex nA G Zone 2 (International) / Validity : None Ex nA G Zone 2 (United Kingdom) / Validity : None Ex ia G Zone 0 (Europa) / Validity : None Ex ia G Zone 0 (International) / Validity : None Ex ia G Zone 0 (Korea) / Validity : None Ex ia G Zone 0 (North America) / Validity : None Ex ia G Zone 0 (United Kingdom) / Validity : None Ex nA G Zone 2 (Europa) / Validity : None Ex nA G Zone 2 (International) / Validity : None Ex nA G Zone 2 (United Kingdom) / Validity : None Ex ia G Zone 0 (Europa) / Validity : None Ex ia G Zone 0 (International) / Validity : None Ex ia G Zone 0 (Korea) / Validity : None Ex ia G Zone 0 (North America) / Validity : None Ex ia G Zone 0 (United Kingdom) / Validity : None Ex nA G Zone 2 (Europa) / Validity : None Ex nA G Zone 2 (International) / Validity : None Ex nA G Zone 2 (United Kingdom) / Validity : None Ex ia G Zone 0 (Europa) / Validity : None Ex ia G Zone 0 (International) / Validity : None Ex ia G Zone 0 (Korea) / Validity : None Ex ia G Zone 0 (North America) / Validity : None Ex ia G Zone 0 (United Kingdom) / Validity : None Ex nA G Zone 2 (Europa) / Validity : None Ex nA G Zone 2 (International) / Validity : None Ex nA G Zone 2 (United Kingdom) / Validity : None Ex ia G Zone 0 (Europa) / Validity : None Ex ia G Zone 0 (International) / Validity : None Ex ia G Zone 0 (Korea) / Validity : None Ex ia G Zone 0 (North America) / Validity : None Ex ia G Zone 0 (United Kingdom) / Validity : None Ex nA G Zone 2 (Europa) / Validity : None Ex nA G Zone 2 (International) / Validity : None Ex nA G Zone 2 (United Kingdom) / Validity : None Ex ia G Zone 0 (Europa) / Validity : None Ex ia G Zone 0 (International) / Validity : None Ex ia G Zone 0 (Korea) / Validity : None Ex ia G Zone 0 (North America) / Validity : None Ex ia G Zone 0 (United Kingdom) / Validity : None Ex nA G Zone 2 (Europa) / Validity : None Ex nA G Zone 2 (International) / Validity : None Ex nA G Zone 2 (United Kingdom) / Validity : None Ex ia G Zone 0 (Europa) / Validity : None Ex ia G Zone 0 (International) / Validity : None Ex ia G Zone 0 (Korea) / Validity : None Ex ia G Zone 0 (North America) / Validity : None Ex ia G Zone 0 (United Kingdom) / Validity : None Ex nA G Zone 2 (Europa) / Validity : None Ex nA G Zone 2 (International) / Validity : None Ex nA G Zone 2 (United Kingdom) / Validity : None Ex ia G Zone 0 (Europa) / Validity : None Ex ia G Zone 0 (International) / Validity : None Ex ia G Zone 0 (Korea) / Validity : None Ex ia G Zone 0 (North America) / Validity : None Ex ia G Zone 0 (United Kingdom) / Validity : None Ex nA G Zone 2 (Europa) / Validity : None Ex nA G Zone 2 (International) / Validity : None Ex nA G Zone 2 (United Kingdom) / Validity : None Ex ia G Zone 0 (Europa) / Validity : None Ex ia G Zone 0 (International) / Validity : None Ex ia G Zone 0 (Korea) / Validity : None Ex ia G Zone 0 (North America) / Validity : None Ex ia G Zone 0 (United Kingdom) / Validity : None Ex nA G Zone 2 (Europa) / Validity : None Ex nA G Zone 2 (International) / Validity : None Ex nA G Zone 2 (United Kingdom) / Validity : None Ex ia G Zone 0 (Europa) / Validity : None Ex ia G Zone 0 (International) / Validity : None Ex ia G Zone 0 (Korea) / Validity : None Ex ia G Zone 0 (North America) / Validity : None Ex ia G Zone 0 (United Kingdom) / Validity : None Ex nA G Zone 2 (Europa) / Validity : None Ex nA G Zone 2 (International) / Validity : None Ex nA G Zone 2 (United Kingdom) / Validity : None Ex ia G Zone 0 (Europa) / Validity : None Ex ia G Zone 0 (International) / Validity : None Ex ia G Zone 0 (Korea) / Validity : None Ex ia G Zone 0 (North America) / Validity : None Ex ia G Zone 0 (United Kingdom) / Validity : None Ex nA G Zone 2 (Europa) / Validity : None Ex nA G Zone 2 (International) / Validity : None Ex nA G Zone 2 (United Kingdom) / Validity : None Ex ia G Zone 0 (Europa) / Validity : None Ex ia G Zone 0 (International) / Validity : None Ex ia G Zone 0 (Korea) / Validity : None Ex ia G Zone 0 (North America) / Validity : None Ex ia G Zone 0 (United Kingdom) / Validity : None Ex nA G Zone 2 (Europa) / Validity : None Ex nA G Zone 2 (International) / Validity : None Ex nA G Zone 2 (United Kingdom) / Validity : None Ex ia G Zone 0 (Europa) / Validity : None Ex ia G Zone 0 (International) / Validity : None Ex ia G Zone 0 (Korea) / Validity : None Ex ia G Zone 0 (North America) / Validity : None Ex ia G Zone 0 (United Kingdom) / Validity : None Ex nA G Zone 2 (Europa) / Validity : None Ex nA G Zone 2 (International) / Validity : None Ex nA G Zone 2 (United Kingdom) / Validity : None Ex ia G Zone 0 (Europa) / Validity : None Ex ia G Zone 0 (International) / Validity : None Ex ia G Zone 0 (Korea) / Validity : None Ex ia G Zone 0 (North America) / Validity : None Ex ia G Zone 0 (United Kingdom) / Validity : None Ex nA G Zone 2 (Europa) / Validity : None Ex nA G Zone 2 (International) / Validity : None Ex nA G Zone 2 (United Kingdom) / Validity : None Ex ia G Zone 0 (Europa) / Validity : None Ex ia G Zone 0 (International) / Validity : None Ex ia G Zone 0 (Korea) / Validity : None Ex ia G Zone 0 (North America) / Validity : None Ex ia G Zone 0 (United Kingdom) / Validity : None Ex nA G Zone 2 (Europa) / Validity : None Ex nA G Zone 2 (International) / Validity : None Ex nA G Zone 2 (United Kingdom) / Validity : None Ex ia G Zone 0 (Europa) / Validity : None Ex ia G Zone 0 (International) / Validity : None Ex ia G Zone 0 (Korea) / Validity : None Ex ia G Zone 0 (North America) / Validity : None Ex ia G Zone 0 (United Kingdom) / Validity : None Ex nA G Zone 2 (Europa) / Validity : None Ex nA G Zone 2 (International) / Validity : None Ex nA G Zone 2 (United Kingdom) / Validity : None Ex ia G Zone 0 (Europa) / Validity : None Ex ia G Zone 0 (International) / Validity : None Ex ia G Zone 0 (Korea) / Validity : None Ex ia G Zone 0 (North America) / Validity : None Ex ia G Zone 0 (United Kingdom) / Validity : None Ex nA G Zone 2 (Europa) / Validity : None Ex nA G Zone 2 (International) / Validity : None Ex nA G Zone 2 (United Kingdom) / Validity : None Ex ia G Zone 0 (Europa) / Validity : None Ex ia G Zone 0 (International) / Validity : None Ex ia G Zone 0 (Korea) / Validity : None Ex ia G Zone 0 (North America) / Validity : None Ex ia G Zone 0 (United Kingdom) / Validity : None Ex nA G Zone 2 (Europa) / Validity : None Ex nA G Zone 2 (International) / Validity : None Ex nA G Zone 2 (United Kingdom) / Validity : None Ex ia G Zone 0 (Europa) / Validity : None Ex ia G Zone 0 (International) / Validity : None Ex ia G Zone 0 (Korea) / Validity : None Ex ia G Zone 0 (North America) / Validity : None Ex ia G Zone 0 (United Kingdom) / Validity : None Ex nA G Zone 2 (Europa) / Validity : None Ex nA G Zone 2 (International) / Validity : None Ex nA G Zone 2 (United Kingdom) / Validity : None Ex ia G Zone 0 (Europa) / Validity : None Ex ia G Zone 0 (International) / Validity : None Ex ia G Zone 0 (North America) / Validity : None Ex ia G Zone 0 (United Kingdom) / Validity : None Ex nA G Zone 2 (Europa) / Validity : None Ex nA G Zone 2 (International) / Validity : None Ex nA G Zone 2 (United Kingdom) / Validity : None Ex ia G Zone 0 (Europa) / Validity : None Ex ia G Zone 0 (International) / Validity : None Ex ia G Zone 0 (North America) / Validity : None Ex ia G Zone 0 (United Kingdom) / Validity : None Ex nA G Zone 2 (Europa) / Validity : None Ex nA G Zone 2 (International) / Validity : None Ex nA G Zone 2 (United Kingdom) / Validity : None Ex ia G Zone 0 (Europa) / Validity : None Ex ia G Zone 0 (International) / Validity : None Ex ia G Zone 0 (North America) / Validity : None Ex ia G Zone 0 (United Kingdom) / Validity : None Ex nA G Zone 2 (Europa) / Validity : None Ex nA G Zone 2 (International) / Validity : None Ex nA G Zone 2 (United Kingdom) / Validity : None Ex ia G Zone 0 (Europa) / Validity : None Ex ia G Zone 0 (International) / Validity : None Ex ia G Zone 0 (North America) / Validity : None Ex ia G Zone 0 (United Kingdom) / Validity : None Ex nA G Zone 2 (Europa) / Validity : None Ex nA G Zone 2 (International) / Validity : None Ex nA G Zone 2 (United Kingdom) / Validity : None Ex ia G Zone 0 (Europa) / Validity : None Ex ia G Zone 0 (International) / Validity : None Ex ia G Zone 0 (Korea) / Validity : None Ex ia G Zone 0 (North America) / Validity : None Ex ia G Zone 0 (United Kingdom) / Validity : None Ex nA G Zone 2 (Europa) / Validity : None Ex nA G Zone 2 (International) / Validity : None Ex nA G Zone 2 (United Kingdom) / Validity : None Ex ia G Zone 0 (Europa) / Validity : None Ex ia G Zone 0 (International) / Validity : None Ex ia G Zone 0 (Korea) / Validity : None Ex ia G Zone 0 (North America) / Validity : None Ex ia G Zone 0 (United Kingdom) / Validity : None Ex nA G Zone 2 (Europa) / Validity : None Ex nA G Zone 2 (International) / Validity : None Ex nA G Zone 2 (United Kingdom) / Validity : None Ex ia G Zone 0 (Europa) / Validity : None Ex ia G Zone 0 (International) / Validity : None Ex ia G Zone 0 (Korea) / Validity : None Ex ia G Zone 0 (North America) / Validity : None Ex ia G Zone 0 (United Kingdom) / Validity : None Ex nA G Zone 2 (Europa) / Validity : None Ex nA G Zone 2 (International) / Validity : None Ex nA G Zone 2 (United Kingdom) / Validity : None Ex ia G Zone 0 (Europa) / Validity : None Ex ia G Zone 0 (International) / Validity : None Ex ia G Zone 0 (Korea) / Validity : None Ex ia G Zone 0 (North America) / Validity : None Ex ia G Zone 0 (United Kingdom) / Validity : None Ex nA G Zone 2 (Europa) / Validity : None Ex nA G Zone 2 (International) / Validity : None Ex nA G Zone 2 (United Kingdom) / Validity : None Ex ia G Zone 0 (Europa) / Validity : None Ex ia G Zone 0 (International) / Validity : None Ex ia G Zone 0 (Korea) / Validity : None Ex ia G Zone 0 (North America) / Validity : None Ex ia G Zone 0 (United Kingdom) / Validity : None Ex nA G Zone 2 (Europa) / Validity : None Ex nA G Zone 2 (International) / Validity : None Ex nA G Zone 2 (United Kingdom) / Validity : None Ex ia G Zone 0 (Europa) / Validity : None Ex ia G Zone 0 (International) / Validity : None Ex ia G Zone 0 (Korea) / Validity : None Ex ia G Zone 0 (North America) / Validity : None Ex ia G Zone 0 (United Kingdom) / Validity : None Ex ib G Zone 1 (Japan) / Validity : 22.08.2025 Ex nA G Zone 2 (Europa) / Validity : None Ex nA G Zone 2 (International) / Validity : None Ex nA G Zone 2 (United Kingdom) / Validity : None Ex ia G Zone 0 (Europa) / Validity : None Ex ia G Zone 0 (International) / Validity : None Ex ia G Zone 0 (Korea) / Validity : None Ex ia G Zone 0 (North America) / Validity : None Ex ia G Zone 0 (United Kingdom) / Validity : None Ex nA G Zone 2 (Europa) / Validity : None Ex nA G Zone 2 (International) / Validity : None Ex nA G Zone 2 (United Kingdom) / Validity : None Ex ia G Zone 0 (Europa) / Validity : None Ex ia G Zone 0 (International) / Validity : None Ex ia G Zone 0 (Korea) / Validity : None Ex ia G Zone 0 (North America) / Validity : None Ex ia G Zone 0 (United Kingdom) / Validity : None Ex nA G Zone 2 (Europa) / Validity : None Ex nA G Zone 2 (International) / Validity : None Ex nA G Zone 2 (United Kingdom) / Validity : None Ex ia G Zone 0 (Europa) / Validity : None Ex ia G Zone 0 (International) / Validity : None Ex ia G Zone 0 (Korea) / Validity : None Ex ia G Zone 0 (North America) / Validity : None Ex ia G Zone 0 (United Kingdom) / Validity : None Ex ib G Zone 1 (Japan) / Validity : 24.05.2024 Ex nA G Zone 2 (Europa) / Validity : None Ex nA G Zone 2 (International) / Validity : None Ex nA G Zone 2 (United Kingdom) / Validity : None Ex ia G Zone 0 (Europa) / Validity : None Ex ia G Zone 0 (International) / Validity : None Ex ia G Zone 0 (Korea) / Validity : None Ex ia G Zone 0 (North America) / Validity : None Ex ia G Zone 0 (United Kingdom) / Validity : None Ex nA G Zone 2 (Europa) / Validity : None Ex nA G Zone 2 (International) / Validity : None Ex nA G Zone 2 (United Kingdom) / Validity : None Ex ia G Zone 0 (Europa) / Validity : None Ex ia G Zone 0 (International) / Validity : None Ex ia G Zone 0 (Korea) / Validity : None Ex ia G Zone 0 (North America) / Validity : None Ex ia G Zone 0 (United Kingdom) / Validity : None Ex nA G Zone 2 (Europa) / Validity : None Ex nA G Zone 2 (International) / Validity : None Ex nA G Zone 2 (United Kingdom) / Validity : None Ex ia G Zone 0 (Europa) / Validity : None Ex ia G Zone 0 (International) / Validity : None Ex ia G Zone 0 (Korea) / Validity : None Ex ia G Zone 0 (North America) / Validity : None Ex ia G Zone 0 (United Kingdom) / Validity : None Ex nA G Zone 2 (Europa) / Validity : None Ex nA G Zone 2 (International) / Validity : None Ex nA G Zone 2 (United Kingdom) / Validity : None Ex ia G Zone 0 (Europa) / Validity : None Ex ia G Zone 0 (International) / Validity : None Ex ia G Zone 0 (Korea) / Validity : None Ex ia G Zone 0 (North America) / Validity : None Ex ia G Zone 0 (United Kingdom) / Validity : None Ex nA G Zone 2 (Europa) / Validity : None Ex nA G Zone 2 (International) / Validity : None Ex nA G Zone 2 (United Kingdom) / Validity : None Ex ia G Zone 0 (Europa) / Validity : None Ex ia G Zone 0 (International) / Validity : None Ex ia G Zone 0 (Korea) / Validity : None Ex ia G Zone 0 (North America) / Validity : None Ex ia G Zone 0 (United Kingdom) / Validity : None Ex nA G Zone 2 (Europa) / Validity : None Ex nA G Zone 2 (International) / Validity : None Ex nA G Zone 2 (United Kingdom) / Validity : None Ex ia G Zone 0 (Europa) / Validity : None Ex ia G Zone 0 (International) / Validity : None Ex ia G Zone 0 (Korea) / Validity : None Ex ia G Zone 0 (North America) / Validity : None Ex ia G Zone 0 (United Kingdom) / Validity : None Ex nA G Zone 2 (Europa) / Validity : None Ex nA G Zone 2 (International) / Validity : None Ex nA G Zone 2 (United Kingdom) / Validity : None Ex ia G Zone 0 (Europa) / Validity : None Ex ia G Zone 0 (International) / Validity : None Ex ia G Zone 0 (Korea) / Validity : None Ex ia G Zone 0 (North America) / Validity : None Ex ia G Zone 0 (United Kingdom) / Validity : None Ex nA G Zone 2 (Europa) / Validity : None Ex nA G Zone 2 (International) / Validity : None Ex nA G Zone 2 (United Kingdom) / Validity : None Ex ia G Zone 0 (Europa) / Validity : None Ex ia G Zone 0 (International) / Validity : None Ex ia G Zone 0 (Korea) / Validity : None Ex ia G Zone 0 (North America) / Validity : None Ex ia G Zone 0 (United Kingdom) / Validity : None Ex nA G Zone 2 (Europa) / Validity : None Ex nA G Zone 2 (International) / Validity : None Ex nA G Zone 2 (United Kingdom) / Validity : None Ex ia G Zone 0 (Europa) / Validity : None Ex ia G Zone 0 (International) / Validity : None Ex ia G Zone 0 (Korea) / Validity : None Ex ia G Zone 0 (North America) / Validity : None Ex ia G Zone 0 (United Kingdom) / Validity : None Ex nA G Zone 2 (Europa) / Validity : None Ex nA G Zone 2 (International) / Validity : None Ex nA G Zone 2 (United Kingdom) / Validity : None Ex ia G Zone 0 (Europa) / Validity : None Ex ia G Zone 0 (International) / Validity : None Ex ia G Zone 0 (Korea) / Validity : None Ex ia G Zone 0 (North America) / Validity : None Ex ia G Zone 0 (United Kingdom) / Validity : None Ex nA G Zone 2 (Europa) / Validity : None Ex nA G Zone 2 (International) / Validity : None Ex nA G Zone 2 (United Kingdom) / Validity : None Ex ia G Zone 0 (Europa) / Validity : None Ex ia G Zone 0 (International) / Validity : None Ex ia G Zone 0 (Korea) / Validity : None Ex ia G Zone 0 (North America) / Validity : None Ex ia G Zone 0 (United Kingdom) / Validity : None Ex nA G Zone 2 (Europa) / Validity : None Ex nA G Zone 2 (International) / Validity : None Ex nA G Zone 2 (United Kingdom) / Validity : None Ex ia G Zone 0 (Europa) / Validity : None Ex ia G Zone 0 (International) / Validity : None Ex ia G Zone 0 (Korea) / Validity : None Ex ia G Zone 0 (North America) / Validity : None Ex ia G Zone 0 (United Kingdom) / Validity : None Ex nA G Zone 2 (Europa) / Validity : None Ex nA G Zone 2 (International) / Validity : None Ex nA G Zone 2 (United Kingdom) / Validity : None Ex ia G Zone 0 (Europa) / Validity : None Ex ia G Zone 0 (International) / Validity : None Ex ia G Zone 0 (Korea) / Validity : None Ex ia G Zone 0 (North America) / Validity : None Ex ia G Zone 0 (United Kingdom) / Validity : None Ex nA G Zone 2 (Europa) / Validity : None Ex nA G Zone 2 (International) / Validity : None Ex nA G Zone 2 (United Kingdom) / Validity : None Ex ia G Zone 0 (Europa) / Validity : None Ex ia G Zone 0 (International) / Validity : None Ex ia G Zone 0 (Korea) / Validity : None Ex ia G Zone 0 (North America) / Validity : None Ex ia G Zone 0 (United Kingdom) / Validity : None Ex nA G Zone 2 (Europa) / Validity : None Ex nA G Zone 2 (International) / Validity : None Ex nA G Zone 2 (United Kingdom) / Validity : None Ex ia G Zone 0 (Europa) / Validity : None Ex ia G Zone 0 (International) / Validity : None Ex ia G Zone 0 (Korea) / Validity : None Ex ia G Zone 0 (North America) / Validity : None Ex ia G Zone 0 (United Kingdom) / Validity : None Ex nA G Zone 2 (Europa) / Validity : None Ex nA G Zone 2 (International) / Validity : None Ex nA G Zone 2 (United Kingdom) / Validity : None Ex ia G Zone 0 (Europa) / Validity : None Ex ia G Zone 0 (International) / Validity : None Ex ia G Zone 0 (Korea) / Validity : None Ex ia G Zone 0 (North America) / Validity : None Ex ia G Zone 0 (United Kingdom) / Validity : None Ex nA G Zone 2 (Europa) / Validity : None Ex nA G Zone 2 (International) / Validity : None Ex nA G Zone 2 (United Kingdom) / Validity : None Ex ia G Zone 0 (Europa) / Validity : None Ex ia G Zone 0 (International) / Validity : None Ex ia G Zone 0 (Korea) / Validity : None Ex ia G Zone 0 (North America) / Validity : None Ex ia G Zone 0 (United Kingdom) / Validity : None Ex nA G Zone 2 (Europa) / Validity : None Ex nA G Zone 2 (International) / Validity : None Ex nA G Zone 2 (United Kingdom) / Validity : None Ex ia G Zone 0 (Europa) / Validity : None Ex ia G Zone 0 (International) / Validity : None Ex ia G Zone 0 (Korea) / Validity : None Ex ia G Zone 0 (North America) / Validity : None Ex ia G Zone 0 (United Kingdom) / Validity : None Ex nA G Zone 2 (Europa) / Validity : None Ex nA G Zone 2 (International) / Validity : None Ex nA G Zone 2 (United Kingdom) / Validity : None Ex ia G Zone 0 (Europa) / Validity : None Ex ia G Zone 0 (International) / Validity : None Ex ia G Zone 0 (North America) / Validity : None Ex ia G Zone 0 (United Kingdom) / Validity : None Ex nA G Zone 2 (Europa) / Validity : None Ex nA G Zone 2 (International) / Validity : None Ex nA G Zone 2 (United Kingdom) / Validity : None Ex ia G Zone 0 (Europa) / Validity : None Ex ia G Zone 0 (International) / Validity : None Ex ia G Zone 0 (North America) / Validity : None Ex ia G Zone 0 (United Kingdom) / Validity : None Ex nA G Zone 2 (Europa) / Validity : None Ex nA G Zone 2 (International) / Validity : None Ex nA G Zone 2 (United Kingdom) / Validity : None Ex ia G Zone 0 (Europa) / Validity : None Ex ia G Zone 0 (International) / Validity : None Ex ia G Zone 0 (North America) / Validity : None Ex ia G Zone 0 (United Kingdom) / Validity : None Ex nA G Zone 2 (Europa) / Validity : None Ex nA G Zone 2 (International) / Validity : None Ex nA G Zone 2 (United Kingdom) / Validity : None Ex ia G Zone 0 (Europa) / Validity : None Ex ia G Zone 0 (International) / Validity : None Ex ia G Zone 0 (Korea) / Validity : None Ex ia G Zone 0 (North America) / Validity : None Ex ia G Zone 0 (United Kingdom) / Validity : None Ex nA G Zone 2 (Europa) / Validity : None Ex nA G Zone 2 (International) / Validity : None Ex nA G Zone 2 (United Kingdom) / Validity : None Ex ia G Zone 0 (Europa) / Validity : None Ex ia G Zone 0 (International) / Validity : None Ex ia G Zone 0 (North America) / Validity : None Ex ia G Zone 0 (Russia, Belarus, Kyrgyzstan, Armenia, Kazakhstan) / Validity : 18.02.2026 Ex nA G Zone 2 (Europa) / Validity : None Ex nA G Zone 2 (International) / Validity : None Ex nA G Zone 2 (North America) / Validity : None Ex nA G Zone 2 (Russia, Belarus, Kyrgyzstan, Armenia, Kazakhstan) / Validity : 18.02.2026
CP505-041 | 143-505-000-04x | CP505-041 Piezoelectric Dynamic Pressure Sensor | VM-Lemo type 0 connector, 5 m integral MI cable | CPxxx, IPC707, GSI127, EC153, MA104, MA Seal, ABAxxx, JB105, JB116 | Ex ia G Zone 0 (Europa) / Validity : None Ex ia G Zone 0 (International) / Validity : None Ex ia G Zone 0 (Korea) / Validity : None Ex ia G Zone 0 (North America) / Validity : None Ex ia G Zone 0 (United Kingdom) / Validity : None Ex nA G Zone 2 (Europa) / Validity : None Ex nA G Zone 2 (International) / Validity : None Ex nA G Zone 2 (United Kingdom) / Validity : None Ex ia G Zone 0 (Europa) / Validity : None Ex ia G Zone 0 (International) / Validity : None Ex ia G Zone 0 (Korea) / Validity : None Ex ia G Zone 0 (North America) / Validity : None Ex ia G Zone 0 (United Kingdom) / Validity : None Ex nA G Zone 2 (Europa) / Validity : None Ex nA G Zone 2 (International) / Validity : None Ex nA G Zone 2 (United Kingdom) / Validity : None Ex ia G Zone 0 (Europa) / Validity : None Ex ia G Zone 0 (International) / Validity : None Ex ia G Zone 0 (Korea) / Validity : None Ex ia G Zone 0 (North America) / Validity : None Ex ia G Zone 0 (United Kingdom) / Validity : None Ex nA G Zone 2 (Europa) / Validity : None Ex nA G Zone 2 (International) / Validity : None Ex nA G Zone 2 (United Kingdom) / Validity : None Ex ia G Zone 0 (Europa) / Validity : None Ex ia G Zone 0 (International) / Validity : None Ex ia G Zone 0 (Korea) / Validity : None Ex ia G Zone 0 (North America) / Validity : None Ex ia G Zone 0 (United Kingdom) / Validity : None Ex nA G Zone 2 (Europa) / Validity : None Ex nA G Zone 2 (International) / Validity : None Ex nA G Zone 2 (United Kingdom) / Validity : None Ex ia G Zone 0 (Europa) / Validity : None Ex ia G Zone 0 (International) / Validity : None Ex ia G Zone 0 (Korea) / Validity : None Ex ia G Zone 0 (North America) / Validity : None Ex ia G Zone 0 (United Kingdom) / Validity : None Ex nA G Zone 2 (Europa) / Validity : None Ex nA G Zone 2 (International) / Validity : None Ex nA G Zone 2 (United Kingdom) / Validity : None Ex ia G Zone 0 (Europa) / Validity : None Ex ia G Zone 0 (International) / Validity : None Ex ia G Zone 0 (Korea) / Validity : None Ex ia G Zone 0 (North America) / Validity : None Ex ia G Zone 0 (United Kingdom) / Validity : None Ex nA G Zone 2 (Europa) / Validity : None Ex nA G Zone 2 (International) / Validity : None Ex nA G Zone 2 (United Kingdom) / Validity : None Ex ia G Zone 0 (Europa) / Validity : None Ex ia G Zone 0 (International) / Validity : None Ex ia G Zone 0 (Korea) / Validity : None Ex ia G Zone 0 (North America) / Validity : None Ex ia G Zone 0 (United Kingdom) / Validity : None Ex nA G Zone 2 (Europa) / Validity : None Ex nA G Zone 2 (International) / Validity : None Ex nA G Zone 2 (United Kingdom) / Validity : None Ex ia G Zone 0 (Europa) / Validity : None Ex ia G Zone 0 (International) / Validity : None Ex ia G Zone 0 (Korea) / Validity : None Ex ia G Zone 0 (North America) / Validity : None Ex ia G Zone 0 (United Kingdom) / Validity : None Ex nA G Zone 2 (Europa) / Validity : None Ex nA G Zone 2 (International) / Validity : None Ex nA G Zone 2 (United Kingdom) / Validity : None Ex ia G Zone 0 (Europa) / Validity : None Ex ia G Zone 0 (International) / Validity : None Ex ia G Zone 0 (Korea) / Validity : None Ex ia G Zone 0 (North America) / Validity : None Ex ia G Zone 0 (United Kingdom) / Validity : None Ex nA G Zone 2 (Europa) / Validity : None Ex nA G Zone 2 (International) / Validity : None Ex nA G Zone 2 (United Kingdom) / Validity : None Ex ia G Zone 0 (Europa) / Validity : None Ex ia G Zone 0 (International) / Validity : None Ex ia G Zone 0 (Korea) / Validity : None Ex ia G Zone 0 (North America) / Validity : None Ex ia G Zone 0 (United Kingdom) / Validity : None Ex nA G Zone 2 (Europa) / Validity : None Ex nA G Zone 2 (International) / Validity : None Ex nA G Zone 2 (United Kingdom) / Validity : None Ex ia G Zone 0 (Europa) / Validity : None Ex ia G Zone 0 (International) / Validity : None Ex ia G Zone 0 (Korea) / Validity : None Ex ia G Zone 0 (North America) / Validity : None Ex ia G Zone 0 (United Kingdom) / Validity : None Ex nA G Zone 2 (Europa) / Validity : None Ex nA G Zone 2 (International) / Validity : None Ex nA G Zone 2 (United Kingdom) / Validity : None Ex ia G Zone 0 (Europa) / Validity : None Ex ia G Zone 0 (International) / Validity : None Ex ia G Zone 0 (Korea) / Validity : None Ex ia G Zone 0 (North America) / Validity : None Ex ia G Zone 0 (United Kingdom) / Validity : None Ex nA G Zone 2 (Europa) / Validity : None Ex nA G Zone 2 (International) / Validity : None Ex nA G Zone 2 (United Kingdom) / Validity : None Ex ia G Zone 0 (Europa) / Validity : None Ex ia G Zone 0 (International) / Validity : None Ex ia G Zone 0 (Korea) / Validity : None Ex ia G Zone 0 (North America) / Validity : None Ex ia G Zone 0 (United Kingdom) / Validity : None Ex nA G Zone 2 (Europa) / Validity : None Ex nA G Zone 2 (International) / Validity : None Ex nA G Zone 2 (United Kingdom) / Validity : None Ex ia G Zone 0 (Europa) / Validity : None Ex ia G Zone 0 (International) / Validity : None Ex ia G Zone 0 (Korea) / Validity : None Ex ia G Zone 0 (North America) / Validity : None Ex ia G Zone 0 (United Kingdom) / Validity : None Ex nA G Zone 2 (Europa) / Validity : None Ex nA G Zone 2 (International) / Validity : None Ex nA G Zone 2 (United Kingdom) / Validity : None Ex ia G Zone 0 (Europa) / Validity : None Ex ia G Zone 0 (International) / Validity : None Ex ia G Zone 0 (Korea) / Validity : None Ex ia G Zone 0 (North America) / Validity : None Ex ia G Zone 0 (United Kingdom) / Validity : None Ex nA G Zone 2 (Europa) / Validity : None Ex nA G Zone 2 (International) / Validity : None Ex nA G Zone 2 (United Kingdom) / Validity : None Ex ia G Zone 0 (Europa) / Validity : None Ex ia G Zone 0 (International) / Validity : None Ex ia G Zone 0 (Korea) / Validity : None Ex ia G Zone 0 (North America) / Validity : None Ex ia G Zone 0 (United Kingdom) / Validity : None Ex nA G Zone 2 (Europa) / Validity : None Ex nA G Zone 2 (International) / Validity : None Ex nA G Zone 2 (United Kingdom) / Validity : None Ex ia G Zone 0 (Europa) / Validity : None Ex ia G Zone 0 (International) / Validity : None Ex ia G Zone 0 (Korea) / Validity : None Ex ia G Zone 0 (North America) / Validity : None Ex ia G Zone 0 (United Kingdom) / Validity : None Ex nA G Zone 2 (Europa) / Validity : None Ex nA G Zone 2 (International) / Validity : None Ex nA G Zone 2 (United Kingdom) / Validity : None Ex ia G Zone 0 (Europa) / Validity : None Ex ia G Zone 0 (International) / Validity : None Ex ia G Zone 0 (Korea) / Validity : None Ex ia G Zone 0 (North America) / Validity : None Ex ia G Zone 0 (United Kingdom) / Validity : None Ex nA G Zone 2 (Europa) / Validity : None Ex nA G Zone 2 (International) / Validity : None Ex nA G Zone 2 (United Kingdom) / Validity : None Ex ia G Zone 0 (Europa) / Validity : None Ex ia G Zone 0 (International) / Validity : None Ex ia G Zone 0 (Korea) / Validity : None Ex ia G Zone 0 (North America) / Validity : None Ex ia G Zone 0 (United Kingdom) / Validity : None Ex nA G Zone 2 (Europa) / Validity : None Ex nA G Zone 2 (International) / Validity : None Ex nA G Zone 2 (United Kingdom) / Validity : None Ex ia G Zone 0 (Europa) / Validity : None Ex ia G Zone 0 (International) / Validity : None Ex ia G Zone 0 (Korea) / Validity : None Ex ia G Zone 0 (North America) / Validity : None Ex ia G Zone 0 (United Kingdom) / Validity : None Ex nA G Zone 2 (Europa) / Validity : None Ex nA G Zone 2 (International) / Validity : None Ex nA G Zone 2 (United Kingdom) / Validity : None Ex ia G Zone 0 (Europa) / Validity : None Ex ia G Zone 0 (International) / Validity : None Ex ia G Zone 0 (Korea) / Validity : None Ex ia G Zone 0 (North America) / Validity : None Ex ia G Zone 0 (United Kingdom) / Validity : None Ex nA G Zone 2 (Europa) / Validity : None Ex nA G Zone 2 (International) / Validity : None Ex nA G Zone 2 (United Kingdom) / Validity : None Ex ia G Zone 0 (Europa) / Validity : None Ex ia G Zone 0 (International) / Validity : None Ex ia G Zone 0 (Korea) / Validity : None Ex ia G Zone 0 (North America) / Validity : None Ex ia G Zone 0 (United Kingdom) / Validity : None Ex nA G Zone 2 (Europa) / Validity : None Ex nA G Zone 2 (International) / Validity : None Ex nA G Zone 2 (United Kingdom) / Validity : None Ex ia G Zone 0 (Europa) / Validity : None Ex ia G Zone 0 (International) / Validity : None Ex ia G Zone 0 (Korea) / Validity : None Ex ia G Zone 0 (North America) / Validity : None Ex ia G Zone 0 (United Kingdom) / Validity : None Ex nA G Zone 2 (Europa) / Validity : None Ex nA G Zone 2 (International) / Validity : None Ex nA G Zone 2 (United Kingdom) / Validity : None Ex ia G Zone 0 (Europa) / Validity : None Ex ia G Zone 0 (International) / Validity : None Ex ia G Zone 0 (Korea) / Validity : None Ex ia G Zone 0 (North America) / Validity : None Ex ia G Zone 0 (United Kingdom) / Validity : None Ex nA G Zone 2 (Europa) / Validity : None Ex nA G Zone 2 (International) / Validity : None Ex nA G Zone 2 (United Kingdom) / Validity : None Ex ia G Zone 0 (Europa) / Validity : None Ex ia G Zone 0 (International) / Validity : None Ex ia G Zone 0 (Korea) / Validity : None Ex ia G Zone 0 (North America) / Validity : None Ex ia G Zone 0 (United Kingdom) / Validity : None Ex nA G Zone 2 (Europa) / Validity : None Ex nA G Zone 2 (International) / Validity : None Ex nA G Zone 2 (United Kingdom) / Validity : None Ex ia G Zone 0 (Europa) / Validity : None Ex ia G Zone 0 (International) / Validity : None Ex ia G Zone 0 (North America) / Validity : None Ex ia G Zone 0 (United Kingdom) / Validity : None Ex nA G Zone 2 (Europa) / Validity : None Ex nA G Zone 2 (International) / Validity : None Ex nA G Zone 2 (United Kingdom) / Validity : None Ex ia G Zone 0 (Europa) / Validity : None Ex ia G Zone 0 (International) / Validity : None Ex ia G Zone 0 (North America) / Validity : None Ex ia G Zone 0 (United Kingdom) / Validity : None Ex nA G Zone 2 (Europa) / Validity : None Ex nA G Zone 2 (International) / Validity : None Ex nA G Zone 2 (United Kingdom) / Validity : None Ex ia G Zone 0 (Europa) / Validity : None Ex ia G Zone 0 (International) / Validity : None Ex ia G Zone 0 (North America) / Validity : None Ex ia G Zone 0 (United Kingdom) / Validity : None Ex nA G Zone 2 (Europa) / Validity : None Ex nA G Zone 2 (International) / Validity : None Ex nA G Zone 2 (United Kingdom) / Validity : None Ex ia G Zone 0 (Europa) / Validity : None Ex ia G Zone 0 (International) / Validity : None Ex ia G Zone 0 (North America) / Validity : None Ex ia G Zone 0 (United Kingdom) / Validity : None Ex nA G Zone 2 (Europa) / Validity : None Ex nA G Zone 2 (International) / Validity : None Ex nA G Zone 2 (United Kingdom) / Validity : None Ex ia G Zone 0 (Europa) / Validity : None Ex ia G Zone 0 (International) / Validity : None Ex ia G Zone 0 (Korea) / Validity : None Ex ia G Zone 0 (North America) / Validity : None Ex ia G Zone 0 (United Kingdom) / Validity : None Ex nA G Zone 2 (Europa) / Validity : None Ex nA G Zone 2 (International) / Validity : None Ex nA G Zone 2 (United Kingdom) / Validity : None Ex ia G Zone 0 (Europa) / Validity : None Ex ia G Zone 0 (International) / Validity : None Ex ia G Zone 0 (Korea) / Validity : None Ex ia G Zone 0 (North America) / Validity : None Ex ia G Zone 0 (United Kingdom) / Validity : None Ex nA G Zone 2 (Europa) / Validity : None Ex nA G Zone 2 (International) / Validity : None Ex nA G Zone 2 (United Kingdom) / Validity : None Ex ia G Zone 0 (Europa) / Validity : None Ex ia G Zone 0 (International) / Validity : None Ex ia G Zone 0 (Korea) / Validity : None Ex ia G Zone 0 (North America) / Validity : None Ex ia G Zone 0 (United Kingdom) / Validity : None Ex nA G Zone 2 (Europa) / Validity : None Ex nA G Zone 2 (International) / Validity : None Ex nA G Zone 2 (United Kingdom) / Validity : None Ex ia G Zone 0 (Europa) / Validity : None Ex ia G Zone 0 (International) / Validity : None Ex ia G Zone 0 (Korea) / Validity : None Ex ia G Zone 0 (North America) / Validity : None Ex ia G Zone 0 (United Kingdom) / Validity : None Ex nA G Zone 2 (Europa) / Validity : None Ex nA G Zone 2 (International) / Validity : None Ex nA G Zone 2 (United Kingdom) / Validity : None Ex ia G Zone 0 (Europa) / Validity : None Ex ia G Zone 0 (International) / Validity : None Ex ia G Zone 0 (Korea) / Validity : None Ex ia G Zone 0 (North America) / Validity : None Ex ia G Zone 0 (United Kingdom) / Validity : None Ex nA G Zone 2 (Europa) / Validity : None Ex nA G Zone 2 (International) / Validity : None Ex nA G Zone 2 (United Kingdom) / Validity : None Ex ia G Zone 0 (Europa) / Validity : None Ex ia G Zone 0 (International) / Validity : None Ex ia G Zone 0 (Korea) / Validity : None Ex ia G Zone 0 (North America) / Validity : None Ex ia G Zone 0 (United Kingdom) / Validity : None Ex ib G Zone 1 (Japan) / Validity : 22.08.2025 Ex nA G Zone 2 (Europa) / Validity : None Ex nA G Zone 2 (International) / Validity : None Ex nA G Zone 2 (United Kingdom) / Validity : None Ex ia G Zone 0 (Europa) / Validity : None Ex ia G Zone 0 (International) / Validity : None Ex ia G Zone 0 (Korea) / Validity : None Ex ia G Zone 0 (North America) / Validity : None Ex ia G Zone 0 (United Kingdom) / Validity : None Ex nA G Zone 2 (Europa) / Validity : None Ex nA G Zone 2 (International) / Validity : None Ex nA G Zone 2 (United Kingdom) / Validity : None Ex ia G Zone 0 (Europa) / Validity : None Ex ia G Zone 0 (International) / Validity : None Ex ia G Zone 0 (Korea) / Validity : None Ex ia G Zone 0 (North America) / Validity : None Ex ia G Zone 0 (United Kingdom) / Validity : None Ex nA G Zone 2 (Europa) / Validity : None Ex nA G Zone 2 (International) / Validity : None Ex nA G Zone 2 (United Kingdom) / Validity : None Ex ia G Zone 0 (Europa) / Validity : None Ex ia G Zone 0 (International) / Validity : None Ex ia G Zone 0 (Korea) / Validity : None Ex ia G Zone 0 (North America) / Validity : None Ex ia G Zone 0 (United Kingdom) / Validity : None Ex ib G Zone 1 (Japan) / Validity : 24.05.2024 Ex nA G Zone 2 (Europa) / Validity : None Ex nA G Zone 2 (International) / Validity : None Ex nA G Zone 2 (United Kingdom) / Validity : None Ex ia G Zone 0 (Europa) / Validity : None Ex ia G Zone 0 (International) / Validity : None Ex ia G Zone 0 (Korea) / Validity : None Ex ia G Zone 0 (North America) / Validity : None Ex ia G Zone 0 (United Kingdom) / Validity : None Ex nA G Zone 2 (Europa) / Validity : None Ex nA G Zone 2 (International) / Validity : None Ex nA G Zone 2 (United Kingdom) / Validity : None Ex ia G Zone 0 (Europa) / Validity : None Ex ia G Zone 0 (International) / Validity : None Ex ia G Zone 0 (Korea) / Validity : None Ex ia G Zone 0 (North America) / Validity : None Ex ia G Zone 0 (United Kingdom) / Validity : None Ex nA G Zone 2 (Europa) / Validity : None Ex nA G Zone 2 (International) / Validity : None Ex nA G Zone 2 (United Kingdom) / Validity : None Ex ia G Zone 0 (Europa) / Validity : None Ex ia G Zone 0 (International) / Validity : None Ex ia G Zone 0 (Korea) / Validity : None Ex ia G Zone 0 (North America) / Validity : None Ex ia G Zone 0 (United Kingdom) / Validity : None Ex nA G Zone 2 (Europa) / Validity : None Ex nA G Zone 2 (International) / Validity : None Ex nA G Zone 2 (United Kingdom) / Validity : None Ex ia G Zone 0 (Europa) / Validity : None Ex ia G Zone 0 (International) / Validity : None Ex ia G Zone 0 (Korea) / Validity : None Ex ia G Zone 0 (North America) / Validity : None Ex ia G Zone 0 (United Kingdom) / Validity : None Ex nA G Zone 2 (Europa) / Validity : None Ex nA G Zone 2 (International) / Validity : None Ex nA G Zone 2 (United Kingdom) / Validity : None Ex ia G Zone 0 (Europa) / Validity : None Ex ia G Zone 0 (International) / Validity : None Ex ia G Zone 0 (Korea) / Validity : None Ex ia G Zone 0 (North America) / Validity : None Ex ia G Zone 0 (United Kingdom) / Validity : None Ex nA G Zone 2 (Europa) / Validity : None Ex nA G Zone 2 (International) / Validity : None Ex nA G Zone 2 (United Kingdom) / Validity : None Ex ia G Zone 0 (Europa) / Validity : None Ex ia G Zone 0 (International) / Validity : None Ex ia G Zone 0 (Korea) / Validity : None Ex ia G Zone 0 (North America) / Validity : None Ex ia G Zone 0 (United Kingdom) / Validity : None Ex nA G Zone 2 (Europa) / Validity : None Ex nA G Zone 2 (International) / Validity : None Ex nA G Zone 2 (United Kingdom) / Validity : None Ex ia G Zone 0 (Europa) / Validity : None Ex ia G Zone 0 (International) / Validity : None Ex ia G Zone 0 (Korea) / Validity : None Ex ia G Zone 0 (North America) / Validity : None Ex ia G Zone 0 (United Kingdom) / Validity : None Ex nA G Zone 2 (Europa) / Validity : None Ex nA G Zone 2 (International) / Validity : None Ex nA G Zone 2 (United Kingdom) / Validity : None Ex ia G Zone 0 (Europa) / Validity : None Ex ia G Zone 0 (International) / Validity : None Ex ia G Zone 0 (Korea) / Validity : None Ex ia G Zone 0 (North America) / Validity : None Ex ia G Zone 0 (United Kingdom) / Validity : None Ex nA G Zone 2 (Europa) / Validity : None Ex nA G Zone 2 (International) / Validity : None Ex nA G Zone 2 (United Kingdom) / Validity : None Ex ia G Zone 0 (Europa) / Validity : None Ex ia G Zone 0 (International) / Validity : None Ex ia G Zone 0 (Korea) / Validity : None Ex ia G Zone 0 (North America) / Validity : None Ex ia G Zone 0 (United Kingdom) / Validity : None Ex nA G Zone 2 (Europa) / Validity : None Ex nA G Zone 2 (International) / Validity : None Ex nA G Zone 2 (United Kingdom) / Validity : None Ex ia G Zone 0 (Europa) / Validity : None Ex ia G Zone 0 (International) / Validity : None Ex ia G Zone 0 (Korea) / Validity : None Ex ia G Zone 0 (North America) / Validity : None Ex ia G Zone 0 (United Kingdom) / Validity : None Ex nA G Zone 2 (Europa) / Validity : None Ex nA G Zone 2 (International) / Validity : None Ex nA G Zone 2 (United Kingdom) / Validity : None Ex ia G Zone 0 (Europa) / Validity : None Ex ia G Zone 0 (International) / Validity : None Ex ia G Zone 0 (Korea) / Validity : None Ex ia G Zone 0 (North America) / Validity : None Ex ia G Zone 0 (United Kingdom) / Validity : None Ex nA G Zone 2 (Europa) / Validity : None Ex nA G Zone 2 (International) / Validity : None Ex nA G Zone 2 (United Kingdom) / Validity : None Ex ia G Zone 0 (Europa) / Validity : None Ex ia G Zone 0 (International) / Validity : None Ex ia G Zone 0 (Korea) / Validity : None Ex ia G Zone 0 (North America) / Validity : None Ex ia G Zone 0 (United Kingdom) / Validity : None Ex nA G Zone 2 (Europa) / Validity : None Ex nA G Zone 2 (International) / Validity : None Ex nA G Zone 2 (United Kingdom) / Validity : None Ex ia G Zone 0 (Europa) / Validity : None Ex ia G Zone 0 (International) / Validity : None Ex ia G Zone 0 (Korea) / Validity : None Ex ia G Zone 0 (North America) / Validity : None Ex ia G Zone 0 (United Kingdom) / Validity : None Ex nA G Zone 2 (Europa) / Validity : None Ex nA G Zone 2 (International) / Validity : None Ex nA G Zone 2 (United Kingdom) / Validity : None Ex ia G Zone 0 (Europa) / Validity : None Ex ia G Zone 0 (International) / Validity : None Ex ia G Zone 0 (Korea) / Validity : None Ex ia G Zone 0 (North America) / Validity : None Ex ia G Zone 0 (United Kingdom) / Validity : None Ex nA G Zone 2 (Europa) / Validity : None Ex nA G Zone 2 (International) / Validity : None Ex nA G Zone 2 (United Kingdom) / Validity : None Ex ia G Zone 0 (Europa) / Validity : None Ex ia G Zone 0 (International) / Validity : None Ex ia G Zone 0 (Korea) / Validity : None Ex ia G Zone 0 (North America) / Validity : None Ex ia G Zone 0 (United Kingdom) / Validity : None Ex nA G Zone 2 (Europa) / Validity : None Ex nA G Zone 2 (International) / Validity : None Ex nA G Zone 2 (United Kingdom) / Validity : None Ex ia G Zone 0 (Europa) / Validity : None Ex ia G Zone 0 (International) / Validity : None Ex ia G Zone 0 (Korea) / Validity : None Ex ia G Zone 0 (North America) / Validity : None Ex ia G Zone 0 (United Kingdom) / Validity : None Ex nA G Zone 2 (Europa) / Validity : None Ex nA G Zone 2 (International) / Validity : None Ex nA G Zone 2 (United Kingdom) / Validity : None Ex ia G Zone 0 (Europa) / Validity : None Ex ia G Zone 0 (International) / Validity : None Ex ia G Zone 0 (Korea) / Validity : None Ex ia G Zone 0 (North America) / Validity : None Ex ia G Zone 0 (United Kingdom) / Validity : None Ex nA G Zone 2 (Europa) / Validity : None Ex nA G Zone 2 (International) / Validity : None Ex nA G Zone 2 (United Kingdom) / Validity : None Ex ia G Zone 0 (Europa) / Validity : None Ex ia G Zone 0 (International) / Validity : None Ex ia G Zone 0 (Korea) / Validity : None Ex ia G Zone 0 (North America) / Validity : None Ex ia G Zone 0 (United Kingdom) / Validity : None Ex nA G Zone 2 (Europa) / Validity : None Ex nA G Zone 2 (International) / Validity : None Ex nA G Zone 2 (United Kingdom) / Validity : None Ex ia G Zone 0 (Europa) / Validity : None Ex ia G Zone 0 (International) / Validity : None Ex ia G Zone 0 (North America) / Validity : None Ex ia G Zone 0 (United Kingdom) / Validity : None Ex nA G Zone 2 (Europa) / Validity : None Ex nA G Zone 2 (International) / Validity : None Ex nA G Zone 2 (United Kingdom) / Validity : None Ex ia G Zone 0 (Europa) / Validity : None Ex ia G Zone 0 (International) / Validity : None Ex ia G Zone 0 (North America) / Validity : None Ex ia G Zone 0 (United Kingdom) / Validity : None Ex nA G Zone 2 (Europa) / Validity : None Ex nA G Zone 2 (International) / Validity : None Ex nA G Zone 2 (United Kingdom) / Validity : None Ex ia G Zone 0 (Europa) / Validity : None Ex ia G Zone 0 (International) / Validity : None Ex ia G Zone 0 (North America) / Validity : None Ex ia G Zone 0 (United Kingdom) / Validity : None Ex nA G Zone 2 (Europa) / Validity : None Ex nA G Zone 2 (International) / Validity : None Ex nA G Zone 2 (United Kingdom) / Validity : None Ex ia G Zone 0 (Europa) / Validity : None Ex ia G Zone 0 (International) / Validity : None Ex ia G Zone 0 (Korea) / Validity : None Ex ia G Zone 0 (North America) / Validity : None Ex ia G Zone 0 (United Kingdom) / Validity : None Ex nA G Zone 2 (Europa) / Validity : None Ex nA G Zone 2 (International) / Validity : None Ex nA G Zone 2 (United Kingdom) / Validity : None Ex ia G Zone 0 (Europa) / Validity : None Ex ia G Zone 0 (International) / Validity : None Ex ia G Zone 0 (North America) / Validity : None Ex ia G Zone 0 (Russia, Belarus, Kyrgyzstan, Armenia, Kazakhstan) / Validity : 18.02.2026 Ex nA G Zone 2 (Europa) / Validity : None Ex nA G Zone 2 (International) / Validity : None Ex nA G Zone 2 (North America) / Validity : None Ex nA G Zone 2 (Russia, Belarus, Kyrgyzstan, Armenia, Kazakhstan) / Validity : 18.02.2026
CP505-051 | 143-505-000-05x | CP505-051 Piezoelectric Dynamic Pressure Sensor | VM-Lemo type 0 connector, 10 m integral MI cable | CPxxx, IPC707, GSI127, EC153, MA104, MA Seal, ABAxxx, JB105, JB116 | Ex ia G Zone 0 (Europa) / Validity : None Ex ia G Zone 0 (International) / Validity : None Ex ia G Zone 0 (Korea) / Validity : None Ex ia G Zone 0 (North America) / Validity : None Ex ia G Zone 0 (United Kingdom) / Validity : None Ex nA G Zone 2 (Europa) / Validity : None Ex nA G Zone 2 (International) / Validity : None Ex nA G Zone 2 (United Kingdom) / Validity : None Ex ia G Zone 0 (Europa) / Validity : None Ex ia G Zone 0 (International) / Validity : None Ex ia G Zone 0 (Korea) / Validity : None Ex ia G Zone 0 (North America) / Validity : None Ex ia G Zone 0 (United Kingdom) / Validity : None Ex nA G Zone 2 (Europa) / Validity : None Ex nA G Zone 2 (International) / Validity : None Ex nA G Zone 2 (United Kingdom) / Validity : None Ex ia G Zone 0 (Europa) / Validity : None Ex ia G Zone 0 (International) / Validity : None Ex ia G Zone 0 (Korea) / Validity : None Ex ia G Zone 0 (North America) / Validity : None Ex ia G Zone 0 (United Kingdom) / Validity : None Ex nA G Zone 2 (Europa) / Validity : None Ex nA G Zone 2 (International) / Validity : None Ex nA G Zone 2 (United Kingdom) / Validity : None Ex ia G Zone 0 (Europa) / Validity : None Ex ia G Zone 0 (International) / Validity : None Ex ia G Zone 0 (Korea) / Validity : None Ex ia G Zone 0 (North America) / Validity : None Ex ia G Zone 0 (United Kingdom) / Validity : None Ex nA G Zone 2 (Europa) / Validity : None Ex nA G Zone 2 (International) / Validity : None Ex nA G Zone 2 (United Kingdom) / Validity : None Ex ia G Zone 0 (Europa) / Validity : None Ex ia G Zone 0 (International) / Validity : None Ex ia G Zone 0 (Korea) / Validity : None Ex ia G Zone 0 (North America) / Validity : None Ex ia G Zone 0 (United Kingdom) / Validity : None Ex nA G Zone 2 (Europa) / Validity : None Ex nA G Zone 2 (International) / Validity : None Ex nA G Zone 2 (United Kingdom) / Validity : None Ex ia G Zone 0 (Europa) / Validity : None Ex ia G Zone 0 (International) / Validity : None Ex ia G Zone 0 (Korea) / Validity : None Ex ia G Zone 0 (North America) / Validity : None Ex ia G Zone 0 (United Kingdom) / Validity : None Ex nA G Zone 2 (Europa) / Validity : None Ex nA G Zone 2 (International) / Validity : None Ex nA G Zone 2 (United Kingdom) / Validity : None Ex ia G Zone 0 (Europa) / Validity : None Ex ia G Zone 0 (International) / Validity : None Ex ia G Zone 0 (Korea) / Validity : None Ex ia G Zone 0 (North America) / Validity : None Ex ia G Zone 0 (United Kingdom) / Validity : None Ex nA G Zone 2 (Europa) / Validity : None Ex nA G Zone 2 (International) / Validity : None Ex nA G Zone 2 (United Kingdom) / Validity : None Ex ia G Zone 0 (Europa) / Validity : None Ex ia G Zone 0 (International) / Validity : None Ex ia G Zone 0 (Korea) / Validity : None Ex ia G Zone 0 (North America) / Validity : None Ex ia G Zone 0 (United Kingdom) / Validity : None Ex nA G Zone 2 (Europa) / Validity : None Ex nA G Zone 2 (International) / Validity : None Ex nA G Zone 2 (United Kingdom) / Validity : None Ex ia G Zone 0 (Europa) / Validity : None Ex ia G Zone 0 (International) / Validity : None Ex ia G Zone 0 (Korea) / Validity : None Ex ia G Zone 0 (North America) / Validity : None Ex ia G Zone 0 (United Kingdom) / Validity : None Ex nA G Zone 2 (Europa) / Validity : None Ex nA G Zone 2 (International) / Validity : None Ex nA G Zone 2 (United Kingdom) / Validity : None Ex ia G Zone 0 (Europa) / Validity : None Ex ia G Zone 0 (International) / Validity : None Ex ia G Zone 0 (Korea) / Validity : None Ex ia G Zone 0 (North America) / Validity : None Ex ia G Zone 0 (United Kingdom) / Validity : None Ex nA G Zone 2 (Europa) / Validity : None Ex nA G Zone 2 (International) / Validity : None Ex nA G Zone 2 (United Kingdom) / Validity : None Ex ia G Zone 0 (Europa) / Validity : None Ex ia G Zone 0 (International) / Validity : None Ex ia G Zone 0 (Korea) / Validity : None Ex ia G Zone 0 (North America) / Validity : None Ex ia G Zone 0 (United Kingdom) / Validity : None Ex nA G Zone 2 (Europa) / Validity : None Ex nA G Zone 2 (International) / Validity : None Ex nA G Zone 2 (United Kingdom) / Validity : None Ex ia G Zone 0 (Europa) / Validity : None Ex ia G Zone 0 (International) / Validity : None Ex ia G Zone 0 (Korea) / Validity : None Ex ia G Zone 0 (North America) / Validity : None Ex ia G Zone 0 (United Kingdom) / Validity : None Ex nA G Zone 2 (Europa) / Validity : None Ex nA G Zone 2 (International) / Validity : None Ex nA G Zone 2 (United Kingdom) / Validity : None Ex ia G Zone 0 (Europa) / Validity : None Ex ia G Zone 0 (International) / Validity : None Ex ia G Zone 0 (Korea) / Validity : None Ex ia G Zone 0 (North America) / Validity : None Ex ia G Zone 0 (United Kingdom) / Validity : None Ex nA G Zone 2 (Europa) / Validity : None Ex nA G Zone 2 (International) / Validity : None Ex nA G Zone 2 (United Kingdom) / Validity : None Ex ia G Zone 0 (Europa) / Validity : None Ex ia G Zone 0 (International) / Validity : None Ex ia G Zone 0 (Korea) / Validity : None Ex ia G Zone 0 (North America) / Validity : None Ex ia G Zone 0 (United Kingdom) / Validity : None Ex nA G Zone 2 (Europa) / Validity : None Ex nA G Zone 2 (International) / Validity : None Ex nA G Zone 2 (United Kingdom) / Validity : None Ex ia G Zone 0 (Europa) / Validity : None Ex ia G Zone 0 (International) / Validity : None Ex ia G Zone 0 (Korea) / Validity : None Ex ia G Zone 0 (North America) / Validity : None Ex ia G Zone 0 (United Kingdom) / Validity : None Ex nA G Zone 2 (Europa) / Validity : None Ex nA G Zone 2 (International) / Validity : None Ex nA G Zone 2 (United Kingdom) / Validity : None Ex ia G Zone 0 (Europa) / Validity : None Ex ia G Zone 0 (International) / Validity : None Ex ia G Zone 0 (Korea) / Validity : None Ex ia G Zone 0 (North America) / Validity : None Ex ia G Zone 0 (United Kingdom) / Validity : None Ex nA G Zone 2 (Europa) / Validity : None Ex nA G Zone 2 (International) / Validity : None Ex nA G Zone 2 (United Kingdom) / Validity : None Ex ia G Zone 0 (Europa) / Validity : None Ex ia G Zone 0 (International) / Validity : None Ex ia G Zone 0 (Korea) / Validity : None Ex ia G Zone 0 (North America) / Validity : None Ex ia G Zone 0 (United Kingdom) / Validity : None Ex nA G Zone 2 (Europa) / Validity : None Ex nA G Zone 2 (International) / Validity : None Ex nA G Zone 2 (United Kingdom) / Validity : None Ex ia G Zone 0 (Europa) / Validity : None Ex ia G Zone 0 (International) / Validity : None Ex ia G Zone 0 (Korea) / Validity : None Ex ia G Zone 0 (North America) / Validity : None Ex ia G Zone 0 (United Kingdom) / Validity : None Ex nA G Zone 2 (Europa) / Validity : None Ex nA G Zone 2 (International) / Validity : None Ex nA G Zone 2 (United Kingdom) / Validity : None Ex ia G Zone 0 (Europa) / Validity : None Ex ia G Zone 0 (International) / Validity : None Ex ia G Zone 0 (Korea) / Validity : None Ex ia G Zone 0 (North America) / Validity : None Ex ia G Zone 0 (United Kingdom) / Validity : None Ex nA G Zone 2 (Europa) / Validity : None Ex nA G Zone 2 (International) / Validity : None Ex nA G Zone 2 (United Kingdom) / Validity : None Ex ia G Zone 0 (Europa) / Validity : None Ex ia G Zone 0 (International) / Validity : None Ex ia G Zone 0 (Korea) / Validity : None Ex ia G Zone 0 (North America) / Validity : None Ex ia G Zone 0 (United Kingdom) / Validity : None Ex nA G Zone 2 (Europa) / Validity : None Ex nA G Zone 2 (International) / Validity : None Ex nA G Zone 2 (United Kingdom) / Validity : None Ex ia G Zone 0 (Europa) / Validity : None Ex ia G Zone 0 (International) / Validity : None Ex ia G Zone 0 (Korea) / Validity : None Ex ia G Zone 0 (North America) / Validity : None Ex ia G Zone 0 (United Kingdom) / Validity : None Ex nA G Zone 2 (Europa) / Validity : None Ex nA G Zone 2 (International) / Validity : None Ex nA G Zone 2 (United Kingdom) / Validity : None Ex ia G Zone 0 (Europa) / Validity : None Ex ia G Zone 0 (International) / Validity : None Ex ia G Zone 0 (Korea) / Validity : None Ex ia G Zone 0 (North America) / Validity : None Ex ia G Zone 0 (United Kingdom) / Validity : None Ex nA G Zone 2 (Europa) / Validity : None Ex nA G Zone 2 (International) / Validity : None Ex nA G Zone 2 (United Kingdom) / Validity : None Ex ia G Zone 0 (Europa) / Validity : None Ex ia G Zone 0 (International) / Validity : None Ex ia G Zone 0 (Korea) / Validity : None Ex ia G Zone 0 (North America) / Validity : None Ex ia G Zone 0 (United Kingdom) / Validity : None Ex nA G Zone 2 (Europa) / Validity : None Ex nA G Zone 2 (International) / Validity : None Ex nA G Zone 2 (United Kingdom) / Validity : None Ex ia G Zone 0 (Europa) / Validity : None Ex ia G Zone 0 (International) / Validity : None Ex ia G Zone 0 (Korea) / Validity : None Ex ia G Zone 0 (North America) / Validity : None Ex ia G Zone 0 (United Kingdom) / Validity : None Ex nA G Zone 2 (Europa) / Validity : None Ex nA G Zone 2 (International) / Validity : None Ex nA G Zone 2 (United Kingdom) / Validity : None Ex ia G Zone 0 (Europa) / Validity : None Ex ia G Zone 0 (International) / Validity : None Ex ia G Zone 0 (Korea) / Validity : None Ex ia G Zone 0 (North America) / Validity : None Ex ia G Zone 0 (United Kingdom) / Validity : None Ex nA G Zone 2 (Europa) / Validity : None Ex nA G Zone 2 (International) / Validity : None Ex nA G Zone 2 (United Kingdom) / Validity : None Ex ia G Zone 0 (Europa) / Validity : None Ex ia G Zone 0 (International) / Validity : None Ex ia G Zone 0 (North America) / Validity : None Ex ia G Zone 0 (United Kingdom) / Validity : None Ex nA G Zone 2 (Europa) / Validity : None Ex nA G Zone 2 (International) / Validity : None Ex nA G Zone 2 (United Kingdom) / Validity : None Ex ia G Zone 0 (Europa) / Validity : None Ex ia G Zone 0 (International) / Validity : None Ex ia G Zone 0 (North America) / Validity : None Ex ia G Zone 0 (United Kingdom) / Validity : None Ex nA G Zone 2 (Europa) / Validity : None Ex nA G Zone 2 (International) / Validity : None Ex nA G Zone 2 (United Kingdom) / Validity : None Ex ia G Zone 0 (Europa) / Validity : None Ex ia G Zone 0 (International) / Validity : None Ex ia G Zone 0 (North America) / Validity : None Ex ia G Zone 0 (United Kingdom) / Validity : None Ex nA G Zone 2 (Europa) / Validity : None Ex nA G Zone 2 (International) / Validity : None Ex nA G Zone 2 (United Kingdom) / Validity : None Ex ia G Zone 0 (Europa) / Validity : None Ex ia G Zone 0 (International) / Validity : None Ex ia G Zone 0 (North America) / Validity : None Ex ia G Zone 0 (United Kingdom) / Validity : None Ex nA G Zone 2 (Europa) / Validity : None Ex nA G Zone 2 (International) / Validity : None Ex nA G Zone 2 (United Kingdom) / Validity : None Ex ia G Zone 0 (Europa) / Validity : None Ex ia G Zone 0 (International) / Validity : None Ex ia G Zone 0 (Korea) / Validity : None Ex ia G Zone 0 (North America) / Validity : None Ex ia G Zone 0 (United Kingdom) / Validity : None Ex nA G Zone 2 (Europa) / Validity : None Ex nA G Zone 2 (International) / Validity : None Ex nA G Zone 2 (United Kingdom) / Validity : None Ex ia G Zone 0 (Europa) / Validity : None Ex ia G Zone 0 (International) / Validity : None Ex ia G Zone 0 (Korea) / Validity : None Ex ia G Zone 0 (North America) / Validity : None Ex ia G Zone 0 (United Kingdom) / Validity : None Ex nA G Zone 2 (Europa) / Validity : None Ex nA G Zone 2 (International) / Validity : None Ex nA G Zone 2 (United Kingdom) / Validity : None Ex ia G Zone 0 (Europa) / Validity : None Ex ia G Zone 0 (International) / Validity : None Ex ia G Zone 0 (Korea) / Validity : None Ex ia G Zone 0 (North America) / Validity : None Ex ia G Zone 0 (United Kingdom) / Validity : None Ex nA G Zone 2 (Europa) / Validity : None Ex nA G Zone 2 (International) / Validity : None Ex nA G Zone 2 (United Kingdom) / Validity : None Ex ia G Zone 0 (Europa) / Validity : None Ex ia G Zone 0 (International) / Validity : None Ex ia G Zone 0 (Korea) / Validity : None Ex ia G Zone 0 (North America) / Validity : None Ex ia G Zone 0 (United Kingdom) / Validity : None Ex nA G Zone 2 (Europa) / Validity : None Ex nA G Zone 2 (International) / Validity : None Ex nA G Zone 2 (United Kingdom) / Validity : None Ex ia G Zone 0 (Europa) / Validity : None Ex ia G Zone 0 (International) / Validity : None Ex ia G Zone 0 (Korea) / Validity : None Ex ia G Zone 0 (North America) / Validity : None Ex ia G Zone 0 (United Kingdom) / Validity : None Ex nA G Zone 2 (Europa) / Validity : None Ex nA G Zone 2 (International) / Validity : None Ex nA G Zone 2 (United Kingdom) / Validity : None Ex ia G Zone 0 (Europa) / Validity : None Ex ia G Zone 0 (International) / Validity : None Ex ia G Zone 0 (Korea) / Validity : None Ex ia G Zone 0 (North America) / Validity : None Ex ia G Zone 0 (United Kingdom) / Validity : None Ex ib G Zone 1 (Japan) / Validity : 22.08.2025 Ex nA G Zone 2 (Europa) / Validity : None Ex nA G Zone 2 (International) / Validity : None Ex nA G Zone 2 (United Kingdom) / Validity : None Ex ia G Zone 0 (Europa) / Validity : None Ex ia G Zone 0 (International) / Validity : None Ex ia G Zone 0 (Korea) / Validity : None Ex ia G Zone 0 (North America) / Validity : None Ex ia G Zone 0 (United Kingdom) / Validity : None Ex nA G Zone 2 (Europa) / Validity : None Ex nA G Zone 2 (International) / Validity : None Ex nA G Zone 2 (United Kingdom) / Validity : None Ex ia G Zone 0 (Europa) / Validity : None Ex ia G Zone 0 (International) / Validity : None Ex ia G Zone 0 (Korea) / Validity : None Ex ia G Zone 0 (North America) / Validity : None Ex ia G Zone 0 (United Kingdom) / Validity : None Ex nA G Zone 2 (Europa) / Validity : None Ex nA G Zone 2 (International) / Validity : None Ex nA G Zone 2 (United Kingdom) / Validity : None Ex ia G Zone 0 (Europa) / Validity : None Ex ia G Zone 0 (International) / Validity : None Ex ia G Zone 0 (Korea) / Validity : None Ex ia G Zone 0 (North America) / Validity : None Ex ia G Zone 0 (United Kingdom) / Validity : None Ex ib G Zone 1 (Japan) / Validity : 24.05.2024 Ex nA G Zone 2 (Europa) / Validity : None Ex nA G Zone 2 (International) / Validity : None Ex nA G Zone 2 (United Kingdom) / Validity : None Ex ia G Zone 0 (Europa) / Validity : None Ex ia G Zone 0 (International) / Validity : None Ex ia G Zone 0 (Korea) / Validity : None Ex ia G Zone 0 (North America) / Validity : None Ex ia G Zone 0 (United Kingdom) / Validity : None Ex nA G Zone 2 (Europa) / Validity : None Ex nA G Zone 2 (International) / Validity : None Ex nA G Zone 2 (United Kingdom) / Validity : None Ex ia G Zone 0 (Europa) / Validity : None Ex ia G Zone 0 (International) / Validity : None Ex ia G Zone 0 (Korea) / Validity : None Ex ia G Zone 0 (North America) / Validity : None Ex ia G Zone 0 (United Kingdom) / Validity : None Ex nA G Zone 2 (Europa) / Validity : None Ex nA G Zone 2 (International) / Validity : None Ex nA G Zone 2 (United Kingdom) / Validity : None Ex ia G Zone 0 (Europa) / Validity : None Ex ia G Zone 0 (International) / Validity : None Ex ia G Zone 0 (Korea) / Validity : None Ex ia G Zone 0 (North America) / Validity : None Ex ia G Zone 0 (United Kingdom) / Validity : None Ex nA G Zone 2 (Europa) / Validity : None Ex nA G Zone 2 (International) / Validity : None Ex nA G Zone 2 (United Kingdom) / Validity : None Ex ia G Zone 0 (Europa) / Validity : None Ex ia G Zone 0 (International) / Validity : None Ex ia G Zone 0 (Korea) / Validity : None Ex ia G Zone 0 (North America) / Validity : None Ex ia G Zone 0 (United Kingdom) / Validity : None Ex nA G Zone 2 (Europa) / Validity : None Ex nA G Zone 2 (International) / Validity : None Ex nA G Zone 2 (United Kingdom) / Validity : None Ex ia G Zone 0 (Europa) / Validity : None Ex ia G Zone 0 (International) / Validity : None Ex ia G Zone 0 (Korea) / Validity : None Ex ia G Zone 0 (North America) / Validity : None Ex ia G Zone 0 (United Kingdom) / Validity : None Ex nA G Zone 2 (Europa) / Validity : None Ex nA G Zone 2 (International) / Validity : None Ex nA G Zone 2 (United Kingdom) / Validity : None Ex ia G Zone 0 (Europa) / Validity : None Ex ia G Zone 0 (International) / Validity : None Ex ia G Zone 0 (Korea) / Validity : None Ex ia G Zone 0 (North America) / Validity : None Ex ia G Zone 0 (United Kingdom) / Validity : None Ex nA G Zone 2 (Europa) / Validity : None Ex nA G Zone 2 (International) / Validity : None Ex nA G Zone 2 (United Kingdom) / Validity : None Ex ia G Zone 0 (Europa) / Validity : None Ex ia G Zone 0 (International) / Validity : None Ex ia G Zone 0 (Korea) / Validity : None Ex ia G Zone 0 (North America) / Validity : None Ex ia G Zone 0 (United Kingdom) / Validity : None Ex nA G Zone 2 (Europa) / Validity : None Ex nA G Zone 2 (International) / Validity : None Ex nA G Zone 2 (United Kingdom) / Validity : None Ex ia G Zone 0 (Europa) / Validity : None Ex ia G Zone 0 (International) / Validity : None Ex ia G Zone 0 (Korea) / Validity : None Ex ia G Zone 0 (North America) / Validity : None Ex ia G Zone 0 (United Kingdom) / Validity : None Ex nA G Zone 2 (Europa) / Validity : None Ex nA G Zone 2 (International) / Validity : None Ex nA G Zone 2 (United Kingdom) / Validity : None Ex ia G Zone 0 (Europa) / Validity : None Ex ia G Zone 0 (International) / Validity : None Ex ia G Zone 0 (Korea) / Validity : None Ex ia G Zone 0 (North America) / Validity : None Ex ia G Zone 0 (United Kingdom) / Validity : None Ex nA G Zone 2 (Europa) / Validity : None Ex nA G Zone 2 (International) / Validity : None Ex nA G Zone 2 (United Kingdom) / Validity : None Ex ia G Zone 0 (Europa) / Validity : None Ex ia G Zone 0 (International) / Validity : None Ex ia G Zone 0 (Korea) / Validity : None Ex ia G Zone 0 (North America) / Validity : None Ex ia G Zone 0 (United Kingdom) / Validity : None Ex nA G Zone 2 (Europa) / Validity : None Ex nA G Zone 2 (International) / Validity : None Ex nA G Zone 2 (United Kingdom) / Validity : None Ex ia G Zone 0 (Europa) / Validity : None Ex ia G Zone 0 (International) / Validity : None Ex ia G Zone 0 (Korea) / Validity : None Ex ia G Zone 0 (North America) / Validity : None Ex ia G Zone 0 (United Kingdom) / Validity : None Ex nA G Zone 2 (Europa) / Validity : None Ex nA G Zone 2 (International) / Validity : None Ex nA G Zone 2 (United Kingdom) / Validity : None Ex ia G Zone 0 (Europa) / Validity : None Ex ia G Zone 0 (International) / Validity : None Ex ia G Zone 0 (Korea) / Validity : None Ex ia G Zone 0 (North America) / Validity : None Ex ia G Zone 0 (United Kingdom) / Validity : None Ex nA G Zone 2 (Europa) / Validity : None Ex nA G Zone 2 (International) / Validity : None Ex nA G Zone 2 (United Kingdom) / Validity : None Ex ia G Zone 0 (Europa) / Validity : None Ex ia G Zone 0 (International) / Validity : None Ex ia G Zone 0 (Korea) / Validity : None Ex ia G Zone 0 (North America) / Validity : None Ex ia G Zone 0 (United Kingdom) / Validity : None Ex nA G Zone 2 (Europa) / Validity : None Ex nA G Zone 2 (International) / Validity : None Ex nA G Zone 2 (United Kingdom) / Validity : None Ex ia G Zone 0 (Europa) / Validity : None Ex ia G Zone 0 (International) / Validity : None Ex ia G Zone 0 (Korea) / Validity : None Ex ia G Zone 0 (North America) / Validity : None Ex ia G Zone 0 (United Kingdom) / Validity : None Ex nA G Zone 2 (Europa) / Validity : None Ex nA G Zone 2 (International) / Validity : None Ex nA G Zone 2 (United Kingdom) / Validity : None Ex ia G Zone 0 (Europa) / Validity : None Ex ia G Zone 0 (International) / Validity : None Ex ia G Zone 0 (Korea) / Validity : None Ex ia G Zone 0 (North America) / Validity : None Ex ia G Zone 0 (United Kingdom) / Validity : None Ex nA G Zone 2 (Europa) / Validity : None Ex nA G Zone 2 (International) / Validity : None Ex nA G Zone 2 (United Kingdom) / Validity : None Ex ia G Zone 0 (Europa) / Validity : None Ex ia G Zone 0 (International) / Validity : None Ex ia G Zone 0 (Korea) / Validity : None Ex ia G Zone 0 (North America) / Validity : None Ex ia G Zone 0 (United Kingdom) / Validity : None Ex nA G Zone 2 (Europa) / Validity : None Ex nA G Zone 2 (International) / Validity : None Ex nA G Zone 2 (United Kingdom) / Validity : None Ex ia G Zone 0 (Europa) / Validity : None Ex ia G Zone 0 (International) / Validity : None Ex ia G Zone 0 (Korea) / Validity : None Ex ia G Zone 0 (North America) / Validity : None Ex ia G Zone 0 (United Kingdom) / Validity : None Ex nA G Zone 2 (Europa) / Validity : None Ex nA G Zone 2 (International) / Validity : None Ex nA G Zone 2 (United Kingdom) / Validity : None Ex ia G Zone 0 (Europa) / Validity : None Ex ia G Zone 0 (International) / Validity : None Ex ia G Zone 0 (Korea) / Validity : None Ex ia G Zone 0 (North America) / Validity : None Ex ia G Zone 0 (United Kingdom) / Validity : None Ex nA G Zone 2 (Europa) / Validity : None Ex nA G Zone 2 (International) / Validity : None Ex nA G Zone 2 (United Kingdom) / Validity : None Ex ia G Zone 0 (Europa) / Validity : None Ex ia G Zone 0 (International) / Validity : None Ex ia G Zone 0 (North America) / Validity : None Ex ia G Zone 0 (United Kingdom) / Validity : None Ex nA G Zone 2 (Europa) / Validity : None Ex nA G Zone 2 (International) / Validity : None Ex nA G Zone 2 (United Kingdom) / Validity : None Ex ia G Zone 0 (Europa) / Validity : None Ex ia G Zone 0 (International) / Validity : None Ex ia G Zone 0 (North America) / Validity : None Ex ia G Zone 0 (United Kingdom) / Validity : None Ex nA G Zone 2 (Europa) / Validity : None Ex nA G Zone 2 (International) / Validity : None Ex nA G Zone 2 (United Kingdom) / Validity : None Ex ia G Zone 0 (Europa) / Validity : None Ex ia G Zone 0 (International) / Validity : None Ex ia G Zone 0 (North America) / Validity : None Ex ia G Zone 0 (United Kingdom) / Validity : None Ex nA G Zone 2 (Europa) / Validity : None Ex nA G Zone 2 (International) / Validity : None Ex nA G Zone 2 (United Kingdom) / Validity : None Ex ia G Zone 0 (Europa) / Validity : None Ex ia G Zone 0 (International) / Validity : None Ex ia G Zone 0 (Korea) / Validity : None Ex ia G Zone 0 (North America) / Validity : None Ex ia G Zone 0 (United Kingdom) / Validity : None Ex nA G Zone 2 (Europa) / Validity : None Ex nA G Zone 2 (International) / Validity : None Ex nA G Zone 2 (United Kingdom) / Validity : None Ex ia G Zone 0 (Europa) / Validity : None Ex ia G Zone 0 (International) / Validity : None Ex ia G Zone 0 (North America) / Validity : None Ex ia G Zone 0 (Russia, Belarus, Kyrgyzstan, Armenia, Kazakhstan) / Validity : 18.02.2026 Ex nA G Zone 2 (Europa) / Validity : None Ex nA G Zone 2 (International) / Validity : None Ex nA G Zone 2 (North America) / Validity : None Ex nA G Zone 2 (Russia, Belarus, Kyrgyzstan, Armenia, Kazakhstan) / Validity : 18.02.2026
CP505-122 | 143-505-000-12x | CP505-122 Piezoelectric Dynamic Pressure Sensor | VM 7/16" high temp connector, 1 m integral MI cable | CPxxx, IPC707, GSI127, EC069, EC112, EC119, EC222, MA Seal, CG505, ABAxxx, JB105, JB116 | Ex ia G Zone 0 (Europa) / Validity : None Ex ia G Zone 0 (International) / Validity : None Ex ia G Zone 0 (Korea) / Validity : None Ex ia G Zone 0 (North America) / Validity : None Ex ia G Zone 0 (United Kingdom) / Validity : None Ex nA G Zone 2 (Europa) / Validity : None Ex nA G Zone 2 (International) / Validity : None Ex nA G Zone 2 (United Kingdom) / Validity : None Ex ia G Zone 0 (Europa) / Validity : None Ex ia G Zone 0 (International) / Validity : None Ex ia G Zone 0 (Korea) / Validity : None Ex ia G Zone 0 (North America) / Validity : None Ex ia G Zone 0 (United Kingdom) / Validity : None Ex nA G Zone 2 (Europa) / Validity : None Ex nA G Zone 2 (International) / Validity : None Ex nA G Zone 2 (United Kingdom) / Validity : None Ex ia G Zone 0 (Europa) / Validity : None Ex ia G Zone 0 (International) / Validity : None Ex ia G Zone 0 (Korea) / Validity : None Ex ia G Zone 0 (North America) / Validity : None Ex ia G Zone 0 (United Kingdom) / Validity : None Ex nA G Zone 2 (Europa) / Validity : None Ex nA G Zone 2 (International) / Validity : None Ex nA G Zone 2 (United Kingdom) / Validity : None Ex ia G Zone 0 (Europa) / Validity : None Ex ia G Zone 0 (International) / Validity : None Ex ia G Zone 0 (Korea) / Validity : None Ex ia G Zone 0 (North America) / Validity : None Ex ia G Zone 0 (United Kingdom) / Validity : None Ex nA G Zone 2 (Europa) / Validity : None Ex nA G Zone 2 (International) / Validity : None Ex nA G Zone 2 (United Kingdom) / Validity : None Ex ia G Zone 0 (Europa) / Validity : None Ex ia G Zone 0 (International) / Validity : None Ex ia G Zone 0 (Korea) / Validity : None Ex ia G Zone 0 (North America) / Validity : None Ex ia G Zone 0 (United Kingdom) / Validity : None Ex nA G Zone 2 (Europa) / Validity : None Ex nA G Zone 2 (International) / Validity : None Ex nA G Zone 2 (United Kingdom) / Validity : None Ex ia G Zone 0 (Europa) / Validity : None Ex ia G Zone 0 (International) / Validity : None Ex ia G Zone 0 (Korea) / Validity : None Ex ia G Zone 0 (North America) / Validity : None Ex ia G Zone 0 (United Kingdom) / Validity : None Ex nA G Zone 2 (Europa) / Validity : None Ex nA G Zone 2 (International) / Validity : None Ex nA G Zone 2 (United Kingdom) / Validity : None Ex ia G Zone 0 (Europa) / Validity : None Ex ia G Zone 0 (International) / Validity : None Ex ia G Zone 0 (Korea) / Validity : None Ex ia G Zone 0 (North America) / Validity : None Ex ia G Zone 0 (United Kingdom) / Validity : None Ex nA G Zone 2 (Europa) / Validity : None Ex nA G Zone 2 (International) / Validity : None Ex nA G Zone 2 (United Kingdom) / Validity : None Ex ia G Zone 0 (Europa) / Validity : None Ex ia G Zone 0 (International) / Validity : None Ex ia G Zone 0 (Korea) / Validity : None Ex ia G Zone 0 (North America) / Validity : None Ex ia G Zone 0 (United Kingdom) / Validity : None Ex nA G Zone 2 (Europa) / Validity : None Ex nA G Zone 2 (International) / Validity : None Ex nA G Zone 2 (United Kingdom) / Validity : None Ex ia G Zone 0 (Europa) / Validity : None Ex ia G Zone 0 (International) / Validity : None Ex ia G Zone 0 (Korea) / Validity : None Ex ia G Zone 0 (North America) / Validity : None Ex ia G Zone 0 (United Kingdom) / Validity : None Ex nA G Zone 2 (Europa) / Validity : None Ex nA G Zone 2 (International) / Validity : None Ex nA G Zone 2 (United Kingdom) / Validity : None Ex ia G Zone 0 (Europa) / Validity : None Ex ia G Zone 0 (International) / Validity : None Ex ia G Zone 0 (Korea) / Validity : None Ex ia G Zone 0 (North America) / Validity : None Ex ia G Zone 0 (United Kingdom) / Validity : None Ex nA G Zone 2 (Europa) / Validity : None Ex nA G Zone 2 (International) / Validity : None Ex nA G Zone 2 (United Kingdom) / Validity : None Ex ia G Zone 0 (Europa) / Validity : None Ex ia G Zone 0 (International) / Validity : None Ex ia G Zone 0 (Korea) / Validity : None Ex ia G Zone 0 (North America) / Validity : None Ex ia G Zone 0 (United Kingdom) / Validity : None Ex nA G Zone 2 (Europa) / Validity : None Ex nA G Zone 2 (International) / Validity : None Ex nA G Zone 2 (United Kingdom) / Validity : None Ex ia G Zone 0 (Europa) / Validity : None Ex ia G Zone 0 (International) / Validity : None Ex ia G Zone 0 (Korea) / Validity : None Ex ia G Zone 0 (North America) / Validity : None Ex ia G Zone 0 (United Kingdom) / Validity : None Ex nA G Zone 2 (Europa) / Validity : None Ex nA G Zone 2 (International) / Validity : None Ex nA G Zone 2 (United Kingdom) / Validity : None Ex ia G Zone 0 (Europa) / Validity : None Ex ia G Zone 0 (International) / Validity : None Ex ia G Zone 0 (Korea) / Validity : None Ex ia G Zone 0 (North America) / Validity : None Ex ia G Zone 0 (United Kingdom) / Validity : None Ex nA G Zone 2 (Europa) / Validity : None Ex nA G Zone 2 (International) / Validity : None Ex nA G Zone 2 (United Kingdom) / Validity : None Ex ia G Zone 0 (Europa) / Validity : None Ex ia G Zone 0 (International) / Validity : None Ex ia G Zone 0 (Korea) / Validity : None Ex ia G Zone 0 (North America) / Validity : None Ex ia G Zone 0 (United Kingdom) / Validity : None Ex nA G Zone 2 (Europa) / Validity : None Ex nA G Zone 2 (International) / Validity : None Ex nA G Zone 2 (United Kingdom) / Validity : None Ex ia G Zone 0 (Europa) / Validity : None Ex ia G Zone 0 (International) / Validity : None Ex ia G Zone 0 (Korea) / Validity : None Ex ia G Zone 0 (North America) / Validity : None Ex ia G Zone 0 (United Kingdom) / Validity : None Ex nA G Zone 2 (Europa) / Validity : None Ex nA G Zone 2 (International) / Validity : None Ex nA G Zone 2 (United Kingdom) / Validity : None Ex ia G Zone 0 (Europa) / Validity : None Ex ia G Zone 0 (International) / Validity : None Ex ia G Zone 0 (Korea) / Validity : None Ex ia G Zone 0 (North America) / Validity : None Ex ia G Zone 0 (United Kingdom) / Validity : None Ex nA G Zone 2 (Europa) / Validity : None Ex nA G Zone 2 (International) / Validity : None Ex nA G Zone 2 (United Kingdom) / Validity : None Ex ia G Zone 0 (Europa) / Validity : None Ex ia G Zone 0 (International) / Validity : None Ex ia G Zone 0 (Korea) / Validity : None Ex ia G Zone 0 (North America) / Validity : None Ex ia G Zone 0 (United Kingdom) / Validity : None Ex nA G Zone 2 (Europa) / Validity : None Ex nA G Zone 2 (International) / Validity : None Ex nA G Zone 2 (United Kingdom) / Validity : None Ex ia G Zone 0 (Europa) / Validity : None Ex ia G Zone 0 (International) / Validity : None Ex ia G Zone 0 (Korea) / Validity : None Ex ia G Zone 0 (North America) / Validity : None Ex ia G Zone 0 (United Kingdom) / Validity : None Ex nA G Zone 2 (Europa) / Validity : None Ex nA G Zone 2 (International) / Validity : None Ex nA G Zone 2 (United Kingdom) / Validity : None Ex ia G Zone 0 (Europa) / Validity : None Ex ia G Zone 0 (International) / Validity : None Ex ia G Zone 0 (Korea) / Validity : None Ex ia G Zone 0 (North America) / Validity : None Ex ia G Zone 0 (United Kingdom) / Validity : None Ex nA G Zone 2 (Europa) / Validity : None Ex nA G Zone 2 (International) / Validity : None Ex nA G Zone 2 (United Kingdom) / Validity : None Ex ia G Zone 0 (Europa) / Validity : None Ex ia G Zone 0 (International) / Validity : None Ex ia G Zone 0 (Korea) / Validity : None Ex ia G Zone 0 (North America) / Validity : None Ex ia G Zone 0 (United Kingdom) / Validity : None Ex nA G Zone 2 (Europa) / Validity : None Ex nA G Zone 2 (International) / Validity : None Ex nA G Zone 2 (United Kingdom) / Validity : None Ex ia G Zone 0 (Europa) / Validity : None Ex ia G Zone 0 (International) / Validity : None Ex ia G Zone 0 (Korea) / Validity : None Ex ia G Zone 0 (North America) / Validity : None Ex ia G Zone 0 (United Kingdom) / Validity : None Ex nA G Zone 2 (Europa) / Validity : None Ex nA G Zone 2 (International) / Validity : None Ex nA G Zone 2 (United Kingdom) / Validity : None Ex ia G Zone 0 (Europa) / Validity : None Ex ia G Zone 0 (International) / Validity : None Ex ia G Zone 0 (Korea) / Validity : None Ex ia G Zone 0 (North America) / Validity : None Ex ia G Zone 0 (United Kingdom) / Validity : None Ex nA G Zone 2 (Europa) / Validity : None Ex nA G Zone 2 (International) / Validity : None Ex nA G Zone 2 (United Kingdom) / Validity : None Ex ia G Zone 0 (Europa) / Validity : None Ex ia G Zone 0 (International) / Validity : None Ex ia G Zone 0 (Korea) / Validity : None Ex ia G Zone 0 (North America) / Validity : None Ex ia G Zone 0 (United Kingdom) / Validity : None Ex nA G Zone 2 (Europa) / Validity : None Ex nA G Zone 2 (International) / Validity : None Ex nA G Zone 2 (United Kingdom) / Validity : None Ex ia G Zone 0 (Europa) / Validity : None Ex ia G Zone 0 (International) / Validity : None Ex ia G Zone 0 (Korea) / Validity : None Ex ia G Zone 0 (North America) / Validity : None Ex ia G Zone 0 (United Kingdom) / Validity : None Ex nA G Zone 2 (Europa) / Validity : None Ex nA G Zone 2 (International) / Validity : None Ex nA G Zone 2 (United Kingdom) / Validity : None Ex ia G Zone 0 (Europa) / Validity : None Ex ia G Zone 0 (International) / Validity : None Ex ia G Zone 0 (Korea) / Validity : None Ex ia G Zone 0 (North America) / Validity : None Ex ia G Zone 0 (United Kingdom) / Validity : None Ex nA G Zone 2 (Europa) / Validity : None Ex nA G Zone 2 (International) / Validity : None Ex nA G Zone 2 (United Kingdom) / Validity : None Ex ia G Zone 0 (Europa) / Validity : None Ex ia G Zone 0 (International) / Validity : None Ex ia G Zone 0 (North America) / Validity : None Ex ia G Zone 0 (United Kingdom) / Validity : None Ex nA G Zone 2 (Europa) / Validity : None Ex nA G Zone 2 (International) / Validity : None Ex nA G Zone 2 (United Kingdom) / Validity : None Ex ia G Zone 0 (Europa) / Validity : None Ex ia G Zone 0 (International) / Validity : None Ex ia G Zone 0 (North America) / Validity : None Ex ia G Zone 0 (United Kingdom) / Validity : None Ex nA G Zone 2 (Europa) / Validity : None Ex nA G Zone 2 (International) / Validity : None Ex nA G Zone 2 (United Kingdom) / Validity : None Ex ia G Zone 0 (Europa) / Validity : None Ex ia G Zone 0 (International) / Validity : None Ex ia G Zone 0 (North America) / Validity : None Ex ia G Zone 0 (United Kingdom) / Validity : None Ex nA G Zone 2 (Europa) / Validity : None Ex nA G Zone 2 (International) / Validity : None Ex nA G Zone 2 (United Kingdom) / Validity : None Ex ia G Zone 0 (Europa) / Validity : None Ex ia G Zone 0 (International) / Validity : None Ex ia G Zone 0 (North America) / Validity : None Ex ia G Zone 0 (United Kingdom) / Validity : None Ex nA G Zone 2 (Europa) / Validity : None Ex nA G Zone 2 (International) / Validity : None Ex nA G Zone 2 (United Kingdom) / Validity : None Ex ia G Zone 0 (Europa) / Validity : None Ex ia G Zone 0 (International) / Validity : None Ex ia G Zone 0 (Korea) / Validity : None Ex ia G Zone 0 (North America) / Validity : None Ex ia G Zone 0 (United Kingdom) / Validity : None Ex nA G Zone 2 (Europa) / Validity : None Ex nA G Zone 2 (International) / Validity : None Ex nA G Zone 2 (United Kingdom) / Validity : None Ex ia G Zone 0 (Europa) / Validity : None Ex ia G Zone 0 (International) / Validity : None Ex ia G Zone 0 (Korea) / Validity : None Ex ia G Zone 0 (North America) / Validity : None Ex ia G Zone 0 (United Kingdom) / Validity : None Ex nA G Zone 2 (Europa) / Validity : None Ex nA G Zone 2 (International) / Validity : None Ex nA G Zone 2 (United Kingdom) / Validity : None Ex ia G Zone 0 (Europa) / Validity : None Ex ia G Zone 0 (International) / Validity : None Ex ia G Zone 0 (Korea) / Validity : None Ex ia G Zone 0 (North America) / Validity : None Ex ia G Zone 0 (United Kingdom) / Validity : None Ex nA G Zone 2 (Europa) / Validity : None Ex nA G Zone 2 (International) / Validity : None Ex nA G Zone 2 (United Kingdom) / Validity : None Ex ia G Zone 0 (Europa) / Validity : None Ex ia G Zone 0 (International) / Validity : None Ex ia G Zone 0 (Korea) / Validity : None Ex ia G Zone 0 (North America) / Validity : None Ex ia G Zone 0 (United Kingdom) / Validity : None Ex nA G Zone 2 (Europa) / Validity : None Ex nA G Zone 2 (International) / Validity : None Ex nA G Zone 2 (United Kingdom) / Validity : None Ex ia G Zone 0 (Europa) / Validity : None Ex ia G Zone 0 (International) / Validity : None Ex ia G Zone 0 (Korea) / Validity : None Ex ia G Zone 0 (North America) / Validity : None Ex ia G Zone 0 (United Kingdom) / Validity : None Ex nA G Zone 2 (Europa) / Validity : None Ex nA G Zone 2 (International) / Validity : None Ex nA G Zone 2 (United Kingdom) / Validity : None Ex ia G Zone 0 (Europa) / Validity : None Ex ia G Zone 0 (International) / Validity : None Ex ia G Zone 0 (Korea) / Validity : None Ex ia G Zone 0 (North America) / Validity : None Ex ia G Zone 0 (United Kingdom) / Validity : None Ex ib G Zone 1 (Japan) / Validity : 22.08.2025 Ex nA G Zone 2 (Europa) / Validity : None Ex nA G Zone 2 (International) / Validity : None Ex nA G Zone 2 (United Kingdom) / Validity : None Ex ia G Zone 0 (Europa) / Validity : None Ex ia G Zone 0 (International) / Validity : None Ex ia G Zone 0 (Korea) / Validity : None Ex ia G Zone 0 (North America) / Validity : None Ex ia G Zone 0 (United Kingdom) / Validity : None Ex nA G Zone 2 (Europa) / Validity : None Ex nA G Zone 2 (International) / Validity : None Ex nA G Zone 2 (United Kingdom) / Validity : None Ex ia G Zone 0 (Europa) / Validity : None Ex ia G Zone 0 (International) / Validity : None Ex ia G Zone 0 (Korea) / Validity : None Ex ia G Zone 0 (North America) / Validity : None Ex ia G Zone 0 (United Kingdom) / Validity : None Ex nA G Zone 2 (Europa) / Validity : None Ex nA G Zone 2 (International) / Validity : None Ex nA G Zone 2 (United Kingdom) / Validity : None Ex ia G Zone 0 (Europa) / Validity : None Ex ia G Zone 0 (International) / Validity : None Ex ia G Zone 0 (Korea) / Validity : None Ex ia G Zone 0 (North America) / Validity : None Ex ia G Zone 0 (United Kingdom) / Validity : None Ex ib G Zone 1 (Japan) / Validity : 24.05.2024 Ex nA G Zone 2 (Europa) / Validity : None Ex nA G Zone 2 (International) / Validity : None Ex nA G Zone 2 (United Kingdom) / Validity : None Ex ia G Zone 0 (Europa) / Validity : None Ex ia G Zone 0 (International) / Validity : None Ex ia G Zone 0 (Korea) / Validity : None Ex ia G Zone 0 (North America) / Validity : None Ex ia G Zone 0 (United Kingdom) / Validity : None Ex nA G Zone 2 (Europa) / Validity : None Ex nA G Zone 2 (International) / Validity : None Ex nA G Zone 2 (United Kingdom) / Validity : None Ex ia G Zone 0 (Europa) / Validity : None Ex ia G Zone 0 (International) / Validity : None Ex ia G Zone 0 (Korea) / Validity : None Ex ia G Zone 0 (North America) / Validity : None Ex ia G Zone 0 (United Kingdom) / Validity : None Ex nA G Zone 2 (Europa) / Validity : None Ex nA G Zone 2 (International) / Validity : None Ex nA G Zone 2 (United Kingdom) / Validity : None Ex ia G Zone 0 (Europa) / Validity : None Ex ia G Zone 0 (International) / Validity : None Ex ia G Zone 0 (Korea) / Validity : None Ex ia G Zone 0 (North America) / Validity : None Ex ia G Zone 0 (United Kingdom) / Validity : None Ex nA G Zone 2 (Europa) / Validity : None Ex nA G Zone 2 (International) / Validity : None Ex nA G Zone 2 (United Kingdom) / Validity : None Ex ia G Zone 0 (Europa) / Validity : None Ex ia G Zone 0 (International) / Validity : None Ex ia G Zone 0 (Korea) / Validity : None Ex ia G Zone 0 (North America) / Validity : None Ex ia G Zone 0 (United Kingdom) / Validity : None Ex nA G Zone 2 (Europa) / Validity : None Ex nA G Zone 2 (International) / Validity : None Ex nA G Zone 2 (United Kingdom) / Validity : None Ex ia G Zone 0 (Europa) / Validity : None Ex ia G Zone 0 (International) / Validity : None Ex ia G Zone 0 (Korea) / Validity : None Ex ia G Zone 0 (North America) / Validity : None Ex ia G Zone 0 (United Kingdom) / Validity : None Ex nA G Zone 2 (Europa) / Validity : None Ex nA G Zone 2 (International) / Validity : None Ex nA G Zone 2 (United Kingdom) / Validity : None Ex ia G Zone 0 (Europa) / Validity : None Ex ia G Zone 0 (International) / Validity : None Ex ia G Zone 0 (Korea) / Validity : None Ex ia G Zone 0 (North America) / Validity : None Ex ia G Zone 0 (United Kingdom) / Validity : None Ex nA G Zone 2 (Europa) / Validity : None Ex nA G Zone 2 (International) / Validity : None Ex nA G Zone 2 (United Kingdom) / Validity : None Ex ia G Zone 0 (Europa) / Validity : None Ex ia G Zone 0 (International) / Validity : None Ex ia G Zone 0 (Korea) / Validity : None Ex ia G Zone 0 (North America) / Validity : None Ex ia G Zone 0 (United Kingdom) / Validity : None Ex nA G Zone 2 (Europa) / Validity : None Ex nA G Zone 2 (International) / Validity : None Ex nA G Zone 2 (United Kingdom) / Validity : None Ex ia G Zone 0 (Europa) / Validity : None Ex ia G Zone 0 (International) / Validity : None Ex ia G Zone 0 (Korea) / Validity : None Ex ia G Zone 0 (North America) / Validity : None Ex ia G Zone 0 (United Kingdom) / Validity : None Ex nA G Zone 2 (Europa) / Validity : None Ex nA G Zone 2 (International) / Validity : None Ex nA G Zone 2 (United Kingdom) / Validity : None Ex ia G Zone 0 (Europa) / Validity : None Ex ia G Zone 0 (International) / Validity : None Ex ia G Zone 0 (Korea) / Validity : None Ex ia G Zone 0 (North America) / Validity : None Ex ia G Zone 0 (United Kingdom) / Validity : None Ex nA G Zone 2 (Europa) / Validity : None Ex nA G Zone 2 (International) / Validity : None Ex nA G Zone 2 (United Kingdom) / Validity : None Ex ia G Zone 0 (Europa) / Validity : None Ex ia G Zone 0 (International) / Validity : None Ex ia G Zone 0 (Korea) / Validity : None Ex ia G Zone 0 (North America) / Validity : None Ex ia G Zone 0 (United Kingdom) / Validity : None Ex nA G Zone 2 (Europa) / Validity : None Ex nA G Zone 2 (International) / Validity : None Ex nA G Zone 2 (United Kingdom) / Validity : None Ex ia G Zone 0 (Europa) / Validity : None Ex ia G Zone 0 (International) / Validity : None Ex ia G Zone 0 (Korea) / Validity : None Ex ia G Zone 0 (North America) / Validity : None Ex ia G Zone 0 (United Kingdom) / Validity : None Ex nA G Zone 2 (Europa) / Validity : None Ex nA G Zone 2 (International) / Validity : None Ex nA G Zone 2 (United Kingdom) / Validity : None Ex ia G Zone 0 (Europa) / Validity : None Ex ia G Zone 0 (International) / Validity : None Ex ia G Zone 0 (Korea) / Validity : None Ex ia G Zone 0 (North America) / Validity : None Ex ia G Zone 0 (United Kingdom) / Validity : None Ex nA G Zone 2 (Europa) / Validity : None Ex nA G Zone 2 (International) / Validity : None Ex nA G Zone 2 (United Kingdom) / Validity : None Ex ia G Zone 0 (Europa) / Validity : None Ex ia G Zone 0 (International) / Validity : None Ex ia G Zone 0 (Korea) / Validity : None Ex ia G Zone 0 (North America) / Validity : None Ex ia G Zone 0 (United Kingdom) / Validity : None Ex nA G Zone 2 (Europa) / Validity : None Ex nA G Zone 2 (International) / Validity : None Ex nA G Zone 2 (United Kingdom) / Validity : None Ex ia G Zone 0 (Europa) / Validity : None Ex ia G Zone 0 (International) / Validity : None Ex ia G Zone 0 (Korea) / Validity : None Ex ia G Zone 0 (North America) / Validity : None Ex ia G Zone 0 (United Kingdom) / Validity : None Ex nA G Zone 2 (Europa) / Validity : None Ex nA G Zone 2 (International) / Validity : None Ex nA G Zone 2 (United Kingdom) / Validity : None Ex ia G Zone 0 (Europa) / Validity : None Ex ia G Zone 0 (International) / Validity : None Ex ia G Zone 0 (Korea) / Validity : None Ex ia G Zone 0 (North America) / Validity : None Ex ia G Zone 0 (United Kingdom) / Validity : None Ex nA G Zone 2 (Europa) / Validity : None Ex nA G Zone 2 (International) / Validity : None Ex nA G Zone 2 (United Kingdom) / Validity : None Ex ia G Zone 0 (Europa) / Validity : None Ex ia G Zone 0 (International) / Validity : None Ex ia G Zone 0 (Korea) / Validity : None Ex ia G Zone 0 (North America) / Validity : None Ex ia G Zone 0 (United Kingdom) / Validity : None Ex nA G Zone 2 (Europa) / Validity : None Ex nA G Zone 2 (International) / Validity : None Ex nA G Zone 2 (United Kingdom) / Validity : None Ex ia G Zone 0 (Europa) / Validity : None Ex ia G Zone 0 (International) / Validity : None Ex ia G Zone 0 (Korea) / Validity : None Ex ia G Zone 0 (North America) / Validity : None Ex ia G Zone 0 (United Kingdom) / Validity : None Ex nA G Zone 2 (Europa) / Validity : None Ex nA G Zone 2 (International) / Validity : None Ex nA G Zone 2 (United Kingdom) / Validity : None Ex ia G Zone 0 (Europa) / Validity : None Ex ia G Zone 0 (International) / Validity : None Ex ia G Zone 0 (Korea) / Validity : None Ex ia G Zone 0 (North America) / Validity : None Ex ia G Zone 0 (United Kingdom) / Validity : None Ex nA G Zone 2 (Europa) / Validity : None Ex nA G Zone 2 (International) / Validity : None Ex nA G Zone 2 (United Kingdom) / Validity : None Ex ia G Zone 0 (Europa) / Validity : None Ex ia G Zone 0 (International) / Validity : None Ex ia G Zone 0 (North America) / Validity : None Ex ia G Zone 0 (United Kingdom) / Validity : None Ex nA G Zone 2 (Europa) / Validity : None Ex nA G Zone 2 (International) / Validity : None Ex nA G Zone 2 (United Kingdom) / Validity : None Ex ia G Zone 0 (Europa) / Validity : None Ex ia G Zone 0 (International) / Validity : None Ex ia G Zone 0 (North America) / Validity : None Ex ia G Zone 0 (United Kingdom) / Validity : None Ex nA G Zone 2 (Europa) / Validity : None Ex nA G Zone 2 (International) / Validity : None Ex nA G Zone 2 (United Kingdom) / Validity : None Ex ia G Zone 0 (Europa) / Validity : None Ex ia G Zone 0 (International) / Validity : None Ex ia G Zone 0 (North America) / Validity : None Ex ia G Zone 0 (United Kingdom) / Validity : None Ex nA G Zone 2 (Europa) / Validity : None Ex nA G Zone 2 (International) / Validity : None Ex nA G Zone 2 (United Kingdom) / Validity : None Ex ia G Zone 0 (Europa) / Validity : None Ex ia G Zone 0 (International) / Validity : None Ex ia G Zone 0 (Korea) / Validity : None Ex ia G Zone 0 (North America) / Validity : None Ex ia G Zone 0 (United Kingdom) / Validity : None Ex nA G Zone 2 (Europa) / Validity : None Ex nA G Zone 2 (International) / Validity : None Ex nA G Zone 2 (United Kingdom) / Validity : None Ex ia G Zone 0 (Europa) / Validity : None Ex ia G Zone 0 (International) / Validity : None Ex ia G Zone 0 (North America) / Validity : None Ex ia G Zone 0 (Russia, Belarus, Kyrgyzstan, Armenia, Kazakhstan) / Validity : 18.02.2026 Ex nA G Zone 2 (Europa) / Validity : None Ex nA G Zone 2 (International) / Validity : None Ex nA G Zone 2 (North America) / Validity : None Ex nA G Zone 2 (Russia, Belarus, Kyrgyzstan, Armenia, Kazakhstan) / Validity : 18.02.2026
CP505-132 | 143-505-000-13x | CP505-132 Piezoelectric Dynamic Pressure Sensor | VM 7/16" high temp connector, 3 m integral MI cable | CPxxx, IPC707, GSI127, EC069, EC112, EC119, EC222, MA Seal, CG505, ABAxxx, JB105, JB116 | Ex ia G Zone 0 (Europa) / Validity : None Ex ia G Zone 0 (International) / Validity : None Ex ia G Zone 0 (Korea) / Validity : None Ex ia G Zone 0 (North America) / Validity : None Ex ia G Zone 0 (United Kingdom) / Validity : None Ex nA G Zone 2 (Europa) / Validity : None Ex nA G Zone 2 (International) / Validity : None Ex nA G Zone 2 (United Kingdom) / Validity : None Ex ia G Zone 0 (Europa) / Validity : None Ex ia G Zone 0 (International) / Validity : None Ex ia G Zone 0 (Korea) / Validity : None Ex ia G Zone 0 (North America) / Validity : None Ex ia G Zone 0 (United Kingdom) / Validity : None Ex nA G Zone 2 (Europa) / Validity : None Ex nA G Zone 2 (International) / Validity : None Ex nA G Zone 2 (United Kingdom) / Validity : None Ex ia G Zone 0 (Europa) / Validity : None Ex ia G Zone 0 (International) / Validity : None Ex ia G Zone 0 (Korea) / Validity : None Ex ia G Zone 0 (North America) / Validity : None Ex ia G Zone 0 (United Kingdom) / Validity : None Ex nA G Zone 2 (Europa) / Validity : None Ex nA G Zone 2 (International) / Validity : None Ex nA G Zone 2 (United Kingdom) / Validity : None Ex ia G Zone 0 (Europa) / Validity : None Ex ia G Zone 0 (International) / Validity : None Ex ia G Zone 0 (Korea) / Validity : None Ex ia G Zone 0 (North America) / Validity : None Ex ia G Zone 0 (United Kingdom) / Validity : None Ex nA G Zone 2 (Europa) / Validity : None Ex nA G Zone 2 (International) / Validity : None Ex nA G Zone 2 (United Kingdom) / Validity : None Ex ia G Zone 0 (Europa) / Validity : None Ex ia G Zone 0 (International) / Validity : None Ex ia G Zone 0 (Korea) / Validity : None Ex ia G Zone 0 (North America) / Validity : None Ex ia G Zone 0 (United Kingdom) / Validity : None Ex nA G Zone 2 (Europa) / Validity : None Ex nA G Zone 2 (International) / Validity : None Ex nA G Zone 2 (United Kingdom) / Validity : None Ex ia G Zone 0 (Europa) / Validity : None Ex ia G Zone 0 (International) / Validity : None Ex ia G Zone 0 (Korea) / Validity : None Ex ia G Zone 0 (North America) / Validity : None Ex ia G Zone 0 (United Kingdom) / Validity : None Ex nA G Zone 2 (Europa) / Validity : None Ex nA G Zone 2 (International) / Validity : None Ex nA G Zone 2 (United Kingdom) / Validity : None Ex ia G Zone 0 (Europa) / Validity : None Ex ia G Zone 0 (International) / Validity : None Ex ia G Zone 0 (Korea) / Validity : None Ex ia G Zone 0 (North America) / Validity : None Ex ia G Zone 0 (United Kingdom) / Validity : None Ex nA G Zone 2 (Europa) / Validity : None Ex nA G Zone 2 (International) / Validity : None Ex nA G Zone 2 (United Kingdom) / Validity : None Ex ia G Zone 0 (Europa) / Validity : None Ex ia G Zone 0 (International) / Validity : None Ex ia G Zone 0 (Korea) / Validity : None Ex ia G Zone 0 (North America) / Validity : None Ex ia G Zone 0 (United Kingdom) / Validity : None Ex nA G Zone 2 (Europa) / Validity : None Ex nA G Zone 2 (International) / Validity : None Ex nA G Zone 2 (United Kingdom) / Validity : None Ex ia G Zone 0 (Europa) / Validity : None Ex ia G Zone 0 (International) / Validity : None Ex ia G Zone 0 (Korea) / Validity : None Ex ia G Zone 0 (North America) / Validity : None Ex ia G Zone 0 (United Kingdom) / Validity : None Ex nA G Zone 2 (Europa) / Validity : None Ex nA G Zone 2 (International) / Validity : None Ex nA G Zone 2 (United Kingdom) / Validity : None Ex ia G Zone 0 (Europa) / Validity : None Ex ia G Zone 0 (International) / Validity : None Ex ia G Zone 0 (Korea) / Validity : None Ex ia G Zone 0 (North America) / Validity : None Ex ia G Zone 0 (United Kingdom) / Validity : None Ex nA G Zone 2 (Europa) / Validity : None Ex nA G Zone 2 (International) / Validity : None Ex nA G Zone 2 (United Kingdom) / Validity : None Ex ia G Zone 0 (Europa) / Validity : None Ex ia G Zone 0 (International) / Validity : None Ex ia G Zone 0 (Korea) / Validity : None Ex ia G Zone 0 (North America) / Validity : None Ex ia G Zone 0 (United Kingdom) / Validity : None Ex nA G Zone 2 (Europa) / Validity : None Ex nA G Zone 2 (International) / Validity : None Ex nA G Zone 2 (United Kingdom) / Validity : None Ex ia G Zone 0 (Europa) / Validity : None Ex ia G Zone 0 (International) / Validity : None Ex ia G Zone 0 (Korea) / Validity : None Ex ia G Zone 0 (North America) / Validity : None Ex ia G Zone 0 (United Kingdom) / Validity : None Ex nA G Zone 2 (Europa) / Validity : None Ex nA G Zone 2 (International) / Validity : None Ex nA G Zone 2 (United Kingdom) / Validity : None Ex ia G Zone 0 (Europa) / Validity : None Ex ia G Zone 0 (International) / Validity : None Ex ia G Zone 0 (Korea) / Validity : None Ex ia G Zone 0 (North America) / Validity : None Ex ia G Zone 0 (United Kingdom) / Validity : None Ex nA G Zone 2 (Europa) / Validity : None Ex nA G Zone 2 (International) / Validity : None Ex nA G Zone 2 (United Kingdom) / Validity : None Ex ia G Zone 0 (Europa) / Validity : None Ex ia G Zone 0 (International) / Validity : None Ex ia G Zone 0 (Korea) / Validity : None Ex ia G Zone 0 (North America) / Validity : None Ex ia G Zone 0 (United Kingdom) / Validity : None Ex nA G Zone 2 (Europa) / Validity : None Ex nA G Zone 2 (International) / Validity : None Ex nA G Zone 2 (United Kingdom) / Validity : None Ex ia G Zone 0 (Europa) / Validity : None Ex ia G Zone 0 (International) / Validity : None Ex ia G Zone 0 (Korea) / Validity : None Ex ia G Zone 0 (North America) / Validity : None Ex ia G Zone 0 (United Kingdom) / Validity : None Ex nA G Zone 2 (Europa) / Validity : None Ex nA G Zone 2 (International) / Validity : None Ex nA G Zone 2 (United Kingdom) / Validity : None Ex ia G Zone 0 (Europa) / Validity : None Ex ia G Zone 0 (International) / Validity : None Ex ia G Zone 0 (Korea) / Validity : None Ex ia G Zone 0 (North America) / Validity : None Ex ia G Zone 0 (United Kingdom) / Validity : None Ex nA G Zone 2 (Europa) / Validity : None Ex nA G Zone 2 (International) / Validity : None Ex nA G Zone 2 (United Kingdom) / Validity : None Ex ia G Zone 0 (Europa) / Validity : None Ex ia G Zone 0 (International) / Validity : None Ex ia G Zone 0 (Korea) / Validity : None Ex ia G Zone 0 (North America) / Validity : None Ex ia G Zone 0 (United Kingdom) / Validity : None Ex nA G Zone 2 (Europa) / Validity : None Ex nA G Zone 2 (International) / Validity : None Ex nA G Zone 2 (United Kingdom) / Validity : None Ex ia G Zone 0 (Europa) / Validity : None Ex ia G Zone 0 (International) / Validity : None Ex ia G Zone 0 (Korea) / Validity : None Ex ia G Zone 0 (North America) / Validity : None Ex ia G Zone 0 (United Kingdom) / Validity : None Ex nA G Zone 2 (Europa) / Validity : None Ex nA G Zone 2 (International) / Validity : None Ex nA G Zone 2 (United Kingdom) / Validity : None Ex ia G Zone 0 (Europa) / Validity : None Ex ia G Zone 0 (International) / Validity : None Ex ia G Zone 0 (Korea) / Validity : None Ex ia G Zone 0 (North America) / Validity : None Ex ia G Zone 0 (United Kingdom) / Validity : None Ex nA G Zone 2 (Europa) / Validity : None Ex nA G Zone 2 (International) / Validity : None Ex nA G Zone 2 (United Kingdom) / Validity : None Ex ia G Zone 0 (Europa) / Validity : None Ex ia G Zone 0 (International) / Validity : None Ex ia G Zone 0 (Korea) / Validity : None Ex ia G Zone 0 (North America) / Validity : None Ex ia G Zone 0 (United Kingdom) / Validity : None Ex nA G Zone 2 (Europa) / Validity : None Ex nA G Zone 2 (International) / Validity : None Ex nA G Zone 2 (United Kingdom) / Validity : None Ex ia G Zone 0 (Europa) / Validity : None Ex ia G Zone 0 (International) / Validity : None Ex ia G Zone 0 (Korea) / Validity : None Ex ia G Zone 0 (North America) / Validity : None Ex ia G Zone 0 (United Kingdom) / Validity : None Ex nA G Zone 2 (Europa) / Validity : None Ex nA G Zone 2 (International) / Validity : None Ex nA G Zone 2 (United Kingdom) / Validity : None Ex ia G Zone 0 (Europa) / Validity : None Ex ia G Zone 0 (International) / Validity : None Ex ia G Zone 0 (Korea) / Validity : None Ex ia G Zone 0 (North America) / Validity : None Ex ia G Zone 0 (United Kingdom) / Validity : None Ex nA G Zone 2 (Europa) / Validity : None Ex nA G Zone 2 (International) / Validity : None Ex nA G Zone 2 (United Kingdom) / Validity : None Ex ia G Zone 0 (Europa) / Validity : None Ex ia G Zone 0 (International) / Validity : None Ex ia G Zone 0 (Korea) / Validity : None Ex ia G Zone 0 (North America) / Validity : None Ex ia G Zone 0 (United Kingdom) / Validity : None Ex nA G Zone 2 (Europa) / Validity : None Ex nA G Zone 2 (International) / Validity : None Ex nA G Zone 2 (United Kingdom) / Validity : None Ex ia G Zone 0 (Europa) / Validity : None Ex ia G Zone 0 (International) / Validity : None Ex ia G Zone 0 (Korea) / Validity : None Ex ia G Zone 0 (North America) / Validity : None Ex ia G Zone 0 (United Kingdom) / Validity : None Ex nA G Zone 2 (Europa) / Validity : None Ex nA G Zone 2 (International) / Validity : None Ex nA G Zone 2 (United Kingdom) / Validity : None Ex ia G Zone 0 (Europa) / Validity : None Ex ia G Zone 0 (International) / Validity : None Ex ia G Zone 0 (Korea) / Validity : None Ex ia G Zone 0 (North America) / Validity : None Ex ia G Zone 0 (United Kingdom) / Validity : None Ex nA G Zone 2 (Europa) / Validity : None Ex nA G Zone 2 (International) / Validity : None Ex nA G Zone 2 (United Kingdom) / Validity : None Ex ia G Zone 0 (Europa) / Validity : None Ex ia G Zone 0 (International) / Validity : None Ex ia G Zone 0 (North America) / Validity : None Ex ia G Zone 0 (United Kingdom) / Validity : None Ex nA G Zone 2 (Europa) / Validity : None Ex nA G Zone 2 (International) / Validity : None Ex nA G Zone 2 (United Kingdom) / Validity : None Ex ia G Zone 0 (Europa) / Validity : None Ex ia G Zone 0 (International) / Validity : None Ex ia G Zone 0 (North America) / Validity : None Ex ia G Zone 0 (United Kingdom) / Validity : None Ex nA G Zone 2 (Europa) / Validity : None Ex nA G Zone 2 (International) / Validity : None Ex nA G Zone 2 (United Kingdom) / Validity : None Ex ia G Zone 0 (Europa) / Validity : None Ex ia G Zone 0 (International) / Validity : None Ex ia G Zone 0 (North America) / Validity : None Ex ia G Zone 0 (United Kingdom) / Validity : None Ex nA G Zone 2 (Europa) / Validity : None Ex nA G Zone 2 (International) / Validity : None Ex nA G Zone 2 (United Kingdom) / Validity : None Ex ia G Zone 0 (Europa) / Validity : None Ex ia G Zone 0 (International) / Validity : None Ex ia G Zone 0 (North America) / Validity : None Ex ia G Zone 0 (United Kingdom) / Validity : None Ex nA G Zone 2 (Europa) / Validity : None Ex nA G Zone 2 (International) / Validity : None Ex nA G Zone 2 (United Kingdom) / Validity : None Ex ia G Zone 0 (Europa) / Validity : None Ex ia G Zone 0 (International) / Validity : None Ex ia G Zone 0 (Korea) / Validity : None Ex ia G Zone 0 (North America) / Validity : None Ex ia G Zone 0 (United Kingdom) / Validity : None Ex nA G Zone 2 (Europa) / Validity : None Ex nA G Zone 2 (International) / Validity : None Ex nA G Zone 2 (United Kingdom) / Validity : None Ex ia G Zone 0 (Europa) / Validity : None Ex ia G Zone 0 (International) / Validity : None Ex ia G Zone 0 (Korea) / Validity : None Ex ia G Zone 0 (North America) / Validity : None Ex ia G Zone 0 (United Kingdom) / Validity : None Ex nA G Zone 2 (Europa) / Validity : None Ex nA G Zone 2 (International) / Validity : None Ex nA G Zone 2 (United Kingdom) / Validity : None Ex ia G Zone 0 (Europa) / Validity : None Ex ia G Zone 0 (International) / Validity : None Ex ia G Zone 0 (Korea) / Validity : None Ex ia G Zone 0 (North America) / Validity : None Ex ia G Zone 0 (United Kingdom) / Validity : None Ex nA G Zone 2 (Europa) / Validity : None Ex nA G Zone 2 (International) / Validity : None Ex nA G Zone 2 (United Kingdom) / Validity : None Ex ia G Zone 0 (Europa) / Validity : None Ex ia G Zone 0 (International) / Validity : None Ex ia G Zone 0 (Korea) / Validity : None Ex ia G Zone 0 (North America) / Validity : None Ex ia G Zone 0 (United Kingdom) / Validity : None Ex nA G Zone 2 (Europa) / Validity : None Ex nA G Zone 2 (International) / Validity : None Ex nA G Zone 2 (United Kingdom) / Validity : None Ex ia G Zone 0 (Europa) / Validity : None Ex ia G Zone 0 (International) / Validity : None Ex ia G Zone 0 (Korea) / Validity : None Ex ia G Zone 0 (North America) / Validity : None Ex ia G Zone 0 (United Kingdom) / Validity : None Ex nA G Zone 2 (Europa) / Validity : None Ex nA G Zone 2 (International) / Validity : None Ex nA G Zone 2 (United Kingdom) / Validity : None Ex ia G Zone 0 (Europa) / Validity : None Ex ia G Zone 0 (International) / Validity : None Ex ia G Zone 0 (Korea) / Validity : None Ex ia G Zone 0 (North America) / Validity : None Ex ia G Zone 0 (United Kingdom) / Validity : None Ex ib G Zone 1 (Japan) / Validity : 22.08.2025 Ex nA G Zone 2 (Europa) / Validity : None Ex nA G Zone 2 (International) / Validity : None Ex nA G Zone 2 (United Kingdom) / Validity : None Ex ia G Zone 0 (Europa) / Validity : None Ex ia G Zone 0 (International) / Validity : None Ex ia G Zone 0 (Korea) / Validity : None Ex ia G Zone 0 (North America) / Validity : None Ex ia G Zone 0 (United Kingdom) / Validity : None Ex nA G Zone 2 (Europa) / Validity : None Ex nA G Zone 2 (International) / Validity : None Ex nA G Zone 2 (United Kingdom) / Validity : None Ex ia G Zone 0 (Europa) / Validity : None Ex ia G Zone 0 (International) / Validity : None Ex ia G Zone 0 (Korea) / Validity : None Ex ia G Zone 0 (North America) / Validity : None Ex ia G Zone 0 (United Kingdom) / Validity : None Ex nA G Zone 2 (Europa) / Validity : None Ex nA G Zone 2 (International) / Validity : None Ex nA G Zone 2 (United Kingdom) / Validity : None Ex ia G Zone 0 (Europa) / Validity : None Ex ia G Zone 0 (International) / Validity : None Ex ia G Zone 0 (Korea) / Validity : None Ex ia G Zone 0 (North America) / Validity : None Ex ia G Zone 0 (United Kingdom) / Validity : None Ex ib G Zone 1 (Japan) / Validity : 24.05.2024 Ex nA G Zone 2 (Europa) / Validity : None Ex nA G Zone 2 (International) / Validity : None Ex nA G Zone 2 (United Kingdom) / Validity : None Ex ia G Zone 0 (Europa) / Validity : None Ex ia G Zone 0 (International) / Validity : None Ex ia G Zone 0 (Korea) / Validity : None Ex ia G Zone 0 (North America) / Validity : None Ex ia G Zone 0 (United Kingdom) / Validity : None Ex nA G Zone 2 (Europa) / Validity : None Ex nA G Zone 2 (International) / Validity : None Ex nA G Zone 2 (United Kingdom) / Validity : None Ex ia G Zone 0 (Europa) / Validity : None Ex ia G Zone 0 (International) / Validity : None Ex ia G Zone 0 (Korea) / Validity : None Ex ia G Zone 0 (North America) / Validity : None Ex ia G Zone 0 (United Kingdom) / Validity : None Ex nA G Zone 2 (Europa) / Validity : None Ex nA G Zone 2 (International) / Validity : None Ex nA G Zone 2 (United Kingdom) / Validity : None Ex ia G Zone 0 (Europa) / Validity : None Ex ia G Zone 0 (International) / Validity : None Ex ia G Zone 0 (Korea) / Validity : None Ex ia G Zone 0 (North America) / Validity : None Ex ia G Zone 0 (United Kingdom) / Validity : None Ex nA G Zone 2 (Europa) / Validity : None Ex nA G Zone 2 (International) / Validity : None Ex nA G Zone 2 (United Kingdom) / Validity : None Ex ia G Zone 0 (Europa) / Validity : None Ex ia G Zone 0 (International) / Validity : None Ex ia G Zone 0 (Korea) / Validity : None Ex ia G Zone 0 (North America) / Validity : None Ex ia G Zone 0 (United Kingdom) / Validity : None Ex nA G Zone 2 (Europa) / Validity : None Ex nA G Zone 2 (International) / Validity : None Ex nA G Zone 2 (United Kingdom) / Validity : None Ex ia G Zone 0 (Europa) / Validity : None Ex ia G Zone 0 (International) / Validity : None Ex ia G Zone 0 (Korea) / Validity : None Ex ia G Zone 0 (North America) / Validity : None Ex ia G Zone 0 (United Kingdom) / Validity : None Ex nA G Zone 2 (Europa) / Validity : None Ex nA G Zone 2 (International) / Validity : None Ex nA G Zone 2 (United Kingdom) / Validity : None Ex ia G Zone 0 (Europa) / Validity : None Ex ia G Zone 0 (International) / Validity : None Ex ia G Zone 0 (Korea) / Validity : None Ex ia G Zone 0 (North America) / Validity : None Ex ia G Zone 0 (United Kingdom) / Validity : None Ex nA G Zone 2 (Europa) / Validity : None Ex nA G Zone 2 (International) / Validity : None Ex nA G Zone 2 (United Kingdom) / Validity : None Ex ia G Zone 0 (Europa) / Validity : None Ex ia G Zone 0 (International) / Validity : None Ex ia G Zone 0 (Korea) / Validity : None Ex ia G Zone 0 (North America) / Validity : None Ex ia G Zone 0 (United Kingdom) / Validity : None Ex nA G Zone 2 (Europa) / Validity : None Ex nA G Zone 2 (International) / Validity : None Ex nA G Zone 2 (United Kingdom) / Validity : None Ex ia G Zone 0 (Europa) / Validity : None Ex ia G Zone 0 (International) / Validity : None Ex ia G Zone 0 (Korea) / Validity : None Ex ia G Zone 0 (North America) / Validity : None Ex ia G Zone 0 (United Kingdom) / Validity : None Ex nA G Zone 2 (Europa) / Validity : None Ex nA G Zone 2 (International) / Validity : None Ex nA G Zone 2 (United Kingdom) / Validity : None Ex ia G Zone 0 (Europa) / Validity : None Ex ia G Zone 0 (International) / Validity : None Ex ia G Zone 0 (Korea) / Validity : None Ex ia G Zone 0 (North America) / Validity : None Ex ia G Zone 0 (United Kingdom) / Validity : None Ex nA G Zone 2 (Europa) / Validity : None Ex nA G Zone 2 (International) / Validity : None Ex nA G Zone 2 (United Kingdom) / Validity : None Ex ia G Zone 0 (Europa) / Validity : None Ex ia G Zone 0 (International) / Validity : None Ex ia G Zone 0 (Korea) / Validity : None Ex ia G Zone 0 (North America) / Validity : None Ex ia G Zone 0 (United Kingdom) / Validity : None Ex nA G Zone 2 (Europa) / Validity : None Ex nA G Zone 2 (International) / Validity : None Ex nA G Zone 2 (United Kingdom) / Validity : None Ex ia G Zone 0 (Europa) / Validity : None Ex ia G Zone 0 (International) / Validity : None Ex ia G Zone 0 (Korea) / Validity : None Ex ia G Zone 0 (North America) / Validity : None Ex ia G Zone 0 (United Kingdom) / Validity : None Ex nA G Zone 2 (Europa) / Validity : None Ex nA G Zone 2 (International) / Validity : None Ex nA G Zone 2 (United Kingdom) / Validity : None Ex ia G Zone 0 (Europa) / Validity : None Ex ia G Zone 0 (International) / Validity : None Ex ia G Zone 0 (Korea) / Validity : None Ex ia G Zone 0 (North America) / Validity : None Ex ia G Zone 0 (United Kingdom) / Validity : None Ex nA G Zone 2 (Europa) / Validity : None Ex nA G Zone 2 (International) / Validity : None Ex nA G Zone 2 (United Kingdom) / Validity : None Ex ia G Zone 0 (Europa) / Validity : None Ex ia G Zone 0 (International) / Validity : None Ex ia G Zone 0 (Korea) / Validity : None Ex ia G Zone 0 (North America) / Validity : None Ex ia G Zone 0 (United Kingdom) / Validity : None Ex nA G Zone 2 (Europa) / Validity : None Ex nA G Zone 2 (International) / Validity : None Ex nA G Zone 2 (United Kingdom) / Validity : None Ex ia G Zone 0 (Europa) / Validity : None Ex ia G Zone 0 (International) / Validity : None Ex ia G Zone 0 (Korea) / Validity : None Ex ia G Zone 0 (North America) / Validity : None Ex ia G Zone 0 (United Kingdom) / Validity : None Ex nA G Zone 2 (Europa) / Validity : None Ex nA G Zone 2 (International) / Validity : None Ex nA G Zone 2 (United Kingdom) / Validity : None Ex ia G Zone 0 (Europa) / Validity : None Ex ia G Zone 0 (International) / Validity : None Ex ia G Zone 0 (Korea) / Validity : None Ex ia G Zone 0 (North America) / Validity : None Ex ia G Zone 0 (United Kingdom) / Validity : None Ex nA G Zone 2 (Europa) / Validity : None Ex nA G Zone 2 (International) / Validity : None Ex nA G Zone 2 (United Kingdom) / Validity : None Ex ia G Zone 0 (Europa) / Validity : None Ex ia G Zone 0 (International) / Validity : None Ex ia G Zone 0 (Korea) / Validity : None Ex ia G Zone 0 (North America) / Validity : None Ex ia G Zone 0 (United Kingdom) / Validity : None Ex nA G Zone 2 (Europa) / Validity : None Ex nA G Zone 2 (International) / Validity : None Ex nA G Zone 2 (United Kingdom) / Validity : None Ex ia G Zone 0 (Europa) / Validity : None Ex ia G Zone 0 (International) / Validity : None Ex ia G Zone 0 (Korea) / Validity : None Ex ia G Zone 0 (North America) / Validity : None Ex ia G Zone 0 (United Kingdom) / Validity : None Ex nA G Zone 2 (Europa) / Validity : None Ex nA G Zone 2 (International) / Validity : None Ex nA G Zone 2 (United Kingdom) / Validity : None Ex ia G Zone 0 (Europa) / Validity : None Ex ia G Zone 0 (International) / Validity : None Ex ia G Zone 0 (Korea) / Validity : None Ex ia G Zone 0 (North America) / Validity : None Ex ia G Zone 0 (United Kingdom) / Validity : None Ex nA G Zone 2 (Europa) / Validity : None Ex nA G Zone 2 (International) / Validity : None Ex nA G Zone 2 (United Kingdom) / Validity : None Ex ia G Zone 0 (Europa) / Validity : None Ex ia G Zone 0 (International) / Validity : None Ex ia G Zone 0 (North America) / Validity : None Ex ia G Zone 0 (United Kingdom) / Validity : None Ex nA G Zone 2 (Europa) / Validity : None Ex nA G Zone 2 (International) / Validity : None Ex nA G Zone 2 (United Kingdom) / Validity : None Ex ia G Zone 0 (Europa) / Validity : None Ex ia G Zone 0 (International) / Validity : None Ex ia G Zone 0 (North America) / Validity : None Ex ia G Zone 0 (United Kingdom) / Validity : None Ex nA G Zone 2 (Europa) / Validity : None Ex nA G Zone 2 (International) / Validity : None Ex nA G Zone 2 (United Kingdom) / Validity : None Ex ia G Zone 0 (Europa) / Validity : None Ex ia G Zone 0 (International) / Validity : None Ex ia G Zone 0 (North America) / Validity : None Ex ia G Zone 0 (United Kingdom) / Validity : None Ex nA G Zone 2 (Europa) / Validity : None Ex nA G Zone 2 (International) / Validity : None Ex nA G Zone 2 (United Kingdom) / Validity : None Ex ia G Zone 0 (Europa) / Validity : None Ex ia G Zone 0 (International) / Validity : None Ex ia G Zone 0 (Korea) / Validity : None Ex ia G Zone 0 (North America) / Validity : None Ex ia G Zone 0 (United Kingdom) / Validity : None Ex nA G Zone 2 (Europa) / Validity : None Ex nA G Zone 2 (International) / Validity : None Ex nA G Zone 2 (United Kingdom) / Validity : None Ex ia G Zone 0 (Europa) / Validity : None Ex ia G Zone 0 (International) / Validity : None Ex ia G Zone 0 (North America) / Validity : None Ex ia G Zone 0 (Russia, Belarus, Kyrgyzstan, Armenia, Kazakhstan) / Validity : 18.02.2026 Ex nA G Zone 2 (Europa) / Validity : None Ex nA G Zone 2 (International) / Validity : None Ex nA G Zone 2 (North America) / Validity : None Ex nA G Zone 2 (Russia, Belarus, Kyrgyzstan, Armenia, Kazakhstan) / Validity : 18.02.2026
CP505-142 | 143-505-000-14x | CP505-142 Piezoelectric Dynamic Pressure Sensor | VM 7/16" high temp connector, 5 m integral MI cable | CPxxx, IPC707, GSI127, EC069, EC112, EC119, EC222, MA Seal, CG505, ABAxxx, JB105, JB116 | Ex ia G Zone 0 (Europa) / Validity : None Ex ia G Zone 0 (International) / Validity : None Ex ia G Zone 0 (Korea) / Validity : None Ex ia G Zone 0 (North America) / Validity : None Ex ia G Zone 0 (United Kingdom) / Validity : None Ex nA G Zone 2 (Europa) / Validity : None Ex nA G Zone 2 (International) / Validity : None Ex nA G Zone 2 (United Kingdom) / Validity : None Ex ia G Zone 0 (Europa) / Validity : None Ex ia G Zone 0 (International) / Validity : None Ex ia G Zone 0 (Korea) / Validity : None Ex ia G Zone 0 (North America) / Validity : None Ex ia G Zone 0 (United Kingdom) / Validity : None Ex nA G Zone 2 (Europa) / Validity : None Ex nA G Zone 2 (International) / Validity : None Ex nA G Zone 2 (United Kingdom) / Validity : None Ex ia G Zone 0 (Europa) / Validity : None Ex ia G Zone 0 (International) / Validity : None Ex ia G Zone 0 (Korea) / Validity : None Ex ia G Zone 0 (North America) / Validity : None Ex ia G Zone 0 (United Kingdom) / Validity : None Ex nA G Zone 2 (Europa) / Validity : None Ex nA G Zone 2 (International) / Validity : None Ex nA G Zone 2 (United Kingdom) / Validity : None Ex ia G Zone 0 (Europa) / Validity : None Ex ia G Zone 0 (International) / Validity : None Ex ia G Zone 0 (Korea) / Validity : None Ex ia G Zone 0 (North America) / Validity : None Ex ia G Zone 0 (United Kingdom) / Validity : None Ex nA G Zone 2 (Europa) / Validity : None Ex nA G Zone 2 (International) / Validity : None Ex nA G Zone 2 (United Kingdom) / Validity : None Ex ia G Zone 0 (Europa) / Validity : None Ex ia G Zone 0 (International) / Validity : None Ex ia G Zone 0 (Korea) / Validity : None Ex ia G Zone 0 (North America) / Validity : None Ex ia G Zone 0 (United Kingdom) / Validity : None Ex nA G Zone 2 (Europa) / Validity : None Ex nA G Zone 2 (International) / Validity : None Ex nA G Zone 2 (United Kingdom) / Validity : None Ex ia G Zone 0 (Europa) / Validity : None Ex ia G Zone 0 (International) / Validity : None Ex ia G Zone 0 (Korea) / Validity : None Ex ia G Zone 0 (North America) / Validity : None Ex ia G Zone 0 (United Kingdom) / Validity : None Ex nA G Zone 2 (Europa) / Validity : None Ex nA G Zone 2 (International) / Validity : None Ex nA G Zone 2 (United Kingdom) / Validity : None Ex ia G Zone 0 (Europa) / Validity : None Ex ia G Zone 0 (International) / Validity : None Ex ia G Zone 0 (Korea) / Validity : None Ex ia G Zone 0 (North America) / Validity : None Ex ia G Zone 0 (United Kingdom) / Validity : None Ex nA G Zone 2 (Europa) / Validity : None Ex nA G Zone 2 (International) / Validity : None Ex nA G Zone 2 (United Kingdom) / Validity : None Ex ia G Zone 0 (Europa) / Validity : None Ex ia G Zone 0 (International) / Validity : None Ex ia G Zone 0 (Korea) / Validity : None Ex ia G Zone 0 (North America) / Validity : None Ex ia G Zone 0 (United Kingdom) / Validity : None Ex nA G Zone 2 (Europa) / Validity : None Ex nA G Zone 2 (International) / Validity : None Ex nA G Zone 2 (United Kingdom) / Validity : None Ex ia G Zone 0 (Europa) / Validity : None Ex ia G Zone 0 (International) / Validity : None Ex ia G Zone 0 (Korea) / Validity : None Ex ia G Zone 0 (North America) / Validity : None Ex ia G Zone 0 (United Kingdom) / Validity : None Ex nA G Zone 2 (Europa) / Validity : None Ex nA G Zone 2 (International) / Validity : None Ex nA G Zone 2 (United Kingdom) / Validity : None Ex ia G Zone 0 (Europa) / Validity : None Ex ia G Zone 0 (International) / Validity : None Ex ia G Zone 0 (Korea) / Validity : None Ex ia G Zone 0 (North America) / Validity : None Ex ia G Zone 0 (United Kingdom) / Validity : None Ex nA G Zone 2 (Europa) / Validity : None Ex nA G Zone 2 (International) / Validity : None Ex nA G Zone 2 (United Kingdom) / Validity : None Ex ia G Zone 0 (Europa) / Validity : None Ex ia G Zone 0 (International) / Validity : None Ex ia G Zone 0 (Korea) / Validity : None Ex ia G Zone 0 (North America) / Validity : None Ex ia G Zone 0 (United Kingdom) / Validity : None Ex nA G Zone 2 (Europa) / Validity : None Ex nA G Zone 2 (International) / Validity : None Ex nA G Zone 2 (United Kingdom) / Validity : None Ex ia G Zone 0 (Europa) / Validity : None Ex ia G Zone 0 (International) / Validity : None Ex ia G Zone 0 (Korea) / Validity : None Ex ia G Zone 0 (North America) / Validity : None Ex ia G Zone 0 (United Kingdom) / Validity : None Ex nA G Zone 2 (Europa) / Validity : None Ex nA G Zone 2 (International) / Validity : None Ex nA G Zone 2 (United Kingdom) / Validity : None Ex ia G Zone 0 (Europa) / Validity : None Ex ia G Zone 0 (International) / Validity : None Ex ia G Zone 0 (Korea) / Validity : None Ex ia G Zone 0 (North America) / Validity : None Ex ia G Zone 0 (United Kingdom) / Validity : None Ex nA G Zone 2 (Europa) / Validity : None Ex nA G Zone 2 (International) / Validity : None Ex nA G Zone 2 (United Kingdom) / Validity : None Ex ia G Zone 0 (Europa) / Validity : None Ex ia G Zone 0 (International) / Validity : None Ex ia G Zone 0 (Korea) / Validity : None Ex ia G Zone 0 (North America) / Validity : None Ex ia G Zone 0 (United Kingdom) / Validity : None Ex nA G Zone 2 (Europa) / Validity : None Ex nA G Zone 2 (International) / Validity : None Ex nA G Zone 2 (United Kingdom) / Validity : None Ex ia G Zone 0 (Europa) / Validity : None Ex ia G Zone 0 (International) / Validity : None Ex ia G Zone 0 (Korea) / Validity : None Ex ia G Zone 0 (North America) / Validity : None Ex ia G Zone 0 (United Kingdom) / Validity : None Ex nA G Zone 2 (Europa) / Validity : None Ex nA G Zone 2 (International) / Validity : None Ex nA G Zone 2 (United Kingdom) / Validity : None Ex ia G Zone 0 (Europa) / Validity : None Ex ia G Zone 0 (International) / Validity : None Ex ia G Zone 0 (Korea) / Validity : None Ex ia G Zone 0 (North America) / Validity : None Ex ia G Zone 0 (United Kingdom) / Validity : None Ex nA G Zone 2 (Europa) / Validity : None Ex nA G Zone 2 (International) / Validity : None Ex nA G Zone 2 (United Kingdom) / Validity : None Ex ia G Zone 0 (Europa) / Validity : None Ex ia G Zone 0 (International) / Validity : None Ex ia G Zone 0 (Korea) / Validity : None Ex ia G Zone 0 (North America) / Validity : None Ex ia G Zone 0 (United Kingdom) / Validity : None Ex nA G Zone 2 (Europa) / Validity : None Ex nA G Zone 2 (International) / Validity : None Ex nA G Zone 2 (United Kingdom) / Validity : None Ex ia G Zone 0 (Europa) / Validity : None Ex ia G Zone 0 (International) / Validity : None Ex ia G Zone 0 (Korea) / Validity : None Ex ia G Zone 0 (North America) / Validity : None Ex ia G Zone 0 (United Kingdom) / Validity : None Ex nA G Zone 2 (Europa) / Validity : None Ex nA G Zone 2 (International) / Validity : None Ex nA G Zone 2 (United Kingdom) / Validity : None Ex ia G Zone 0 (Europa) / Validity : None Ex ia G Zone 0 (International) / Validity : None Ex ia G Zone 0 (Korea) / Validity : None Ex ia G Zone 0 (North America) / Validity : None Ex ia G Zone 0 (United Kingdom) / Validity : None Ex nA G Zone 2 (Europa) / Validity : None Ex nA G Zone 2 (International) / Validity : None Ex nA G Zone 2 (United Kingdom) / Validity : None Ex ia G Zone 0 (Europa) / Validity : None Ex ia G Zone 0 (International) / Validity : None Ex ia G Zone 0 (Korea) / Validity : None Ex ia G Zone 0 (North America) / Validity : None Ex ia G Zone 0 (United Kingdom) / Validity : None Ex nA G Zone 2 (Europa) / Validity : None Ex nA G Zone 2 (International) / Validity : None Ex nA G Zone 2 (United Kingdom) / Validity : None Ex ia G Zone 0 (Europa) / Validity : None Ex ia G Zone 0 (International) / Validity : None Ex ia G Zone 0 (Korea) / Validity : None Ex ia G Zone 0 (North America) / Validity : None Ex ia G Zone 0 (United Kingdom) / Validity : None Ex nA G Zone 2 (Europa) / Validity : None Ex nA G Zone 2 (International) / Validity : None Ex nA G Zone 2 (United Kingdom) / Validity : None Ex ia G Zone 0 (Europa) / Validity : None Ex ia G Zone 0 (International) / Validity : None Ex ia G Zone 0 (Korea) / Validity : None Ex ia G Zone 0 (North America) / Validity : None Ex ia G Zone 0 (United Kingdom) / Validity : None Ex nA G Zone 2 (Europa) / Validity : None Ex nA G Zone 2 (International) / Validity : None Ex nA G Zone 2 (United Kingdom) / Validity : None Ex ia G Zone 0 (Europa) / Validity : None Ex ia G Zone 0 (International) / Validity : None Ex ia G Zone 0 (Korea) / Validity : None Ex ia G Zone 0 (North America) / Validity : None Ex ia G Zone 0 (United Kingdom) / Validity : None Ex nA G Zone 2 (Europa) / Validity : None Ex nA G Zone 2 (International) / Validity : None Ex nA G Zone 2 (United Kingdom) / Validity : None Ex ia G Zone 0 (Europa) / Validity : None Ex ia G Zone 0 (International) / Validity : None Ex ia G Zone 0 (Korea) / Validity : None Ex ia G Zone 0 (North America) / Validity : None Ex ia G Zone 0 (United Kingdom) / Validity : None Ex nA G Zone 2 (Europa) / Validity : None Ex nA G Zone 2 (International) / Validity : None Ex nA G Zone 2 (United Kingdom) / Validity : None Ex ia G Zone 0 (Europa) / Validity : None Ex ia G Zone 0 (International) / Validity : None Ex ia G Zone 0 (Korea) / Validity : None Ex ia G Zone 0 (North America) / Validity : None Ex ia G Zone 0 (United Kingdom) / Validity : None Ex nA G Zone 2 (Europa) / Validity : None Ex nA G Zone 2 (International) / Validity : None Ex nA G Zone 2 (United Kingdom) / Validity : None Ex ia G Zone 0 (Europa) / Validity : None Ex ia G Zone 0 (International) / Validity : None Ex ia G Zone 0 (North America) / Validity : None Ex ia G Zone 0 (United Kingdom) / Validity : None Ex nA G Zone 2 (Europa) / Validity : None Ex nA G Zone 2 (International) / Validity : None Ex nA G Zone 2 (United Kingdom) / Validity : None Ex ia G Zone 0 (Europa) / Validity : None Ex ia G Zone 0 (International) / Validity : None Ex ia G Zone 0 (North America) / Validity : None Ex ia G Zone 0 (United Kingdom) / Validity : None Ex nA G Zone 2 (Europa) / Validity : None Ex nA G Zone 2 (International) / Validity : None Ex nA G Zone 2 (United Kingdom) / Validity : None Ex ia G Zone 0 (Europa) / Validity : None Ex ia G Zone 0 (International) / Validity : None Ex ia G Zone 0 (North America) / Validity : None Ex ia G Zone 0 (United Kingdom) / Validity : None Ex nA G Zone 2 (Europa) / Validity : None Ex nA G Zone 2 (International) / Validity : None Ex nA G Zone 2 (United Kingdom) / Validity : None Ex ia G Zone 0 (Europa) / Validity : None Ex ia G Zone 0 (International) / Validity : None Ex ia G Zone 0 (North America) / Validity : None Ex ia G Zone 0 (United Kingdom) / Validity : None Ex nA G Zone 2 (Europa) / Validity : None Ex nA G Zone 2 (International) / Validity : None Ex nA G Zone 2 (United Kingdom) / Validity : None Ex ia G Zone 0 (Europa) / Validity : None Ex ia G Zone 0 (International) / Validity : None Ex ia G Zone 0 (Korea) / Validity : None Ex ia G Zone 0 (North America) / Validity : None Ex ia G Zone 0 (United Kingdom) / Validity : None Ex nA G Zone 2 (Europa) / Validity : None Ex nA G Zone 2 (International) / Validity : None Ex nA G Zone 2 (United Kingdom) / Validity : None Ex ia G Zone 0 (Europa) / Validity : None Ex ia G Zone 0 (International) / Validity : None Ex ia G Zone 0 (Korea) / Validity : None Ex ia G Zone 0 (North America) / Validity : None Ex ia G Zone 0 (United Kingdom) / Validity : None Ex nA G Zone 2 (Europa) / Validity : None Ex nA G Zone 2 (International) / Validity : None Ex nA G Zone 2 (United Kingdom) / Validity : None Ex ia G Zone 0 (Europa) / Validity : None Ex ia G Zone 0 (International) / Validity : None Ex ia G Zone 0 (Korea) / Validity : None Ex ia G Zone 0 (North America) / Validity : None Ex ia G Zone 0 (United Kingdom) / Validity : None Ex nA G Zone 2 (Europa) / Validity : None Ex nA G Zone 2 (International) / Validity : None Ex nA G Zone 2 (United Kingdom) / Validity : None Ex ia G Zone 0 (Europa) / Validity : None Ex ia G Zone 0 (International) / Validity : None Ex ia G Zone 0 (Korea) / Validity : None Ex ia G Zone 0 (North America) / Validity : None Ex ia G Zone 0 (United Kingdom) / Validity : None Ex nA G Zone 2 (Europa) / Validity : None Ex nA G Zone 2 (International) / Validity : None Ex nA G Zone 2 (United Kingdom) / Validity : None Ex ia G Zone 0 (Europa) / Validity : None Ex ia G Zone 0 (International) / Validity : None Ex ia G Zone 0 (Korea) / Validity : None Ex ia G Zone 0 (North America) / Validity : None Ex ia G Zone 0 (United Kingdom) / Validity : None Ex nA G Zone 2 (Europa) / Validity : None Ex nA G Zone 2 (International) / Validity : None Ex nA G Zone 2 (United Kingdom) / Validity : None Ex ia G Zone 0 (Europa) / Validity : None Ex ia G Zone 0 (International) / Validity : None Ex ia G Zone 0 (Korea) / Validity : None Ex ia G Zone 0 (North America) / Validity : None Ex ia G Zone 0 (United Kingdom) / Validity : None Ex ib G Zone 1 (Japan) / Validity : 22.08.2025 Ex nA G Zone 2 (Europa) / Validity : None Ex nA G Zone 2 (International) / Validity : None Ex nA G Zone 2 (United Kingdom) / Validity : None Ex ia G Zone 0 (Europa) / Validity : None Ex ia G Zone 0 (International) / Validity : None Ex ia G Zone 0 (Korea) / Validity : None Ex ia G Zone 0 (North America) / Validity : None Ex ia G Zone 0 (United Kingdom) / Validity : None Ex nA G Zone 2 (Europa) / Validity : None Ex nA G Zone 2 (International) / Validity : None Ex nA G Zone 2 (United Kingdom) / Validity : None Ex ia G Zone 0 (Europa) / Validity : None Ex ia G Zone 0 (International) / Validity : None Ex ia G Zone 0 (Korea) / Validity : None Ex ia G Zone 0 (North America) / Validity : None Ex ia G Zone 0 (United Kingdom) / Validity : None Ex nA G Zone 2 (Europa) / Validity : None Ex nA G Zone 2 (International) / Validity : None Ex nA G Zone 2 (United Kingdom) / Validity : None Ex ia G Zone 0 (Europa) / Validity : None Ex ia G Zone 0 (International) / Validity : None Ex ia G Zone 0 (Korea) / Validity : None Ex ia G Zone 0 (North America) / Validity : None Ex ia G Zone 0 (United Kingdom) / Validity : None Ex ib G Zone 1 (Japan) / Validity : 24.05.2024 Ex nA G Zone 2 (Europa) / Validity : None Ex nA G Zone 2 (International) / Validity : None Ex nA G Zone 2 (United Kingdom) / Validity : None Ex ia G Zone 0 (Europa) / Validity : None Ex ia G Zone 0 (International) / Validity : None Ex ia G Zone 0 (Korea) / Validity : None Ex ia G Zone 0 (North America) / Validity : None Ex ia G Zone 0 (United Kingdom) / Validity : None Ex nA G Zone 2 (Europa) / Validity : None Ex nA G Zone 2 (International) / Validity : None Ex nA G Zone 2 (United Kingdom) / Validity : None Ex ia G Zone 0 (Europa) / Validity : None Ex ia G Zone 0 (International) / Validity : None Ex ia G Zone 0 (Korea) / Validity : None Ex ia G Zone 0 (North America) / Validity : None Ex ia G Zone 0 (United Kingdom) / Validity : None Ex nA G Zone 2 (Europa) / Validity : None Ex nA G Zone 2 (International) / Validity : None Ex nA G Zone 2 (United Kingdom) / Validity : None Ex ia G Zone 0 (Europa) / Validity : None Ex ia G Zone 0 (International) / Validity : None Ex ia G Zone 0 (Korea) / Validity : None Ex ia G Zone 0 (North America) / Validity : None Ex ia G Zone 0 (United Kingdom) / Validity : None Ex nA G Zone 2 (Europa) / Validity : None Ex nA G Zone 2 (International) / Validity : None Ex nA G Zone 2 (United Kingdom) / Validity : None Ex ia G Zone 0 (Europa) / Validity : None Ex ia G Zone 0 (International) / Validity : None Ex ia G Zone 0 (Korea) / Validity : None Ex ia G Zone 0 (North America) / Validity : None Ex ia G Zone 0 (United Kingdom) / Validity : None Ex nA G Zone 2 (Europa) / Validity : None Ex nA G Zone 2 (International) / Validity : None Ex nA G Zone 2 (United Kingdom) / Validity : None Ex ia G Zone 0 (Europa) / Validity : None Ex ia G Zone 0 (International) / Validity : None Ex ia G Zone 0 (Korea) / Validity : None Ex ia G Zone 0 (North America) / Validity : None Ex ia G Zone 0 (United Kingdom) / Validity : None Ex nA G Zone 2 (Europa) / Validity : None Ex nA G Zone 2 (International) / Validity : None Ex nA G Zone 2 (United Kingdom) / Validity : None Ex ia G Zone 0 (Europa) / Validity : None Ex ia G Zone 0 (International) / Validity : None Ex ia G Zone 0 (Korea) / Validity : None Ex ia G Zone 0 (North America) / Validity : None Ex ia G Zone 0 (United Kingdom) / Validity : None Ex nA G Zone 2 (Europa) / Validity : None Ex nA G Zone 2 (International) / Validity : None Ex nA G Zone 2 (United Kingdom) / Validity : None Ex ia G Zone 0 (Europa) / Validity : None Ex ia G Zone 0 (International) / Validity : None Ex ia G Zone 0 (Korea) / Validity : None Ex ia G Zone 0 (North America) / Validity : None Ex ia G Zone 0 (United Kingdom) / Validity : None Ex nA G Zone 2 (Europa) / Validity : None Ex nA G Zone 2 (International) / Validity : None Ex nA G Zone 2 (United Kingdom) / Validity : None Ex ia G Zone 0 (Europa) / Validity : None Ex ia G Zone 0 (International) / Validity : None Ex ia G Zone 0 (Korea) / Validity : None Ex ia G Zone 0 (North America) / Validity : None Ex ia G Zone 0 (United Kingdom) / Validity : None Ex nA G Zone 2 (Europa) / Validity : None Ex nA G Zone 2 (International) / Validity : None Ex nA G Zone 2 (United Kingdom) / Validity : None Ex ia G Zone 0 (Europa) / Validity : None Ex ia G Zone 0 (International) / Validity : None Ex ia G Zone 0 (Korea) / Validity : None Ex ia G Zone 0 (North America) / Validity : None Ex ia G Zone 0 (United Kingdom) / Validity : None Ex nA G Zone 2 (Europa) / Validity : None Ex nA G Zone 2 (International) / Validity : None Ex nA G Zone 2 (United Kingdom) / Validity : None Ex ia G Zone 0 (Europa) / Validity : None Ex ia G Zone 0 (International) / Validity : None Ex ia G Zone 0 (Korea) / Validity : None Ex ia G Zone 0 (North America) / Validity : None Ex ia G Zone 0 (United Kingdom) / Validity : None Ex nA G Zone 2 (Europa) / Validity : None Ex nA G Zone 2 (International) / Validity : None Ex nA G Zone 2 (United Kingdom) / Validity : None Ex ia G Zone 0 (Europa) / Validity : None Ex ia G Zone 0 (International) / Validity : None Ex ia G Zone 0 (Korea) / Validity : None Ex ia G Zone 0 (North America) / Validity : None Ex ia G Zone 0 (United Kingdom) / Validity : None Ex nA G Zone 2 (Europa) / Validity : None Ex nA G Zone 2 (International) / Validity : None Ex nA G Zone 2 (United Kingdom) / Validity : None Ex ia G Zone 0 (Europa) / Validity : None Ex ia G Zone 0 (International) / Validity : None Ex ia G Zone 0 (Korea) / Validity : None Ex ia G Zone 0 (North America) / Validity : None Ex ia G Zone 0 (United Kingdom) / Validity : None Ex nA G Zone 2 (Europa) / Validity : None Ex nA G Zone 2 (International) / Validity : None Ex nA G Zone 2 (United Kingdom) / Validity : None Ex ia G Zone 0 (Europa) / Validity : None Ex ia G Zone 0 (International) / Validity : None Ex ia G Zone 0 (Korea) / Validity : None Ex ia G Zone 0 (North America) / Validity : None Ex ia G Zone 0 (United Kingdom) / Validity : None Ex nA G Zone 2 (Europa) / Validity : None Ex nA G Zone 2 (International) / Validity : None Ex nA G Zone 2 (United Kingdom) / Validity : None Ex ia G Zone 0 (Europa) / Validity : None Ex ia G Zone 0 (International) / Validity : None Ex ia G Zone 0 (Korea) / Validity : None Ex ia G Zone 0 (North America) / Validity : None Ex ia G Zone 0 (United Kingdom) / Validity : None Ex nA G Zone 2 (Europa) / Validity : None Ex nA G Zone 2 (International) / Validity : None Ex nA G Zone 2 (United Kingdom) / Validity : None Ex ia G Zone 0 (Europa) / Validity : None Ex ia G Zone 0 (International) / Validity : None Ex ia G Zone 0 (Korea) / Validity : None Ex ia G Zone 0 (North America) / Validity : None Ex ia G Zone 0 (United Kingdom) / Validity : None Ex nA G Zone 2 (Europa) / Validity : None Ex nA G Zone 2 (International) / Validity : None Ex nA G Zone 2 (United Kingdom) / Validity : None Ex ia G Zone 0 (Europa) / Validity : None Ex ia G Zone 0 (International) / Validity : None Ex ia G Zone 0 (Korea) / Validity : None Ex ia G Zone 0 (North America) / Validity : None Ex ia G Zone 0 (United Kingdom) / Validity : None Ex nA G Zone 2 (Europa) / Validity : None Ex nA G Zone 2 (International) / Validity : None Ex nA G Zone 2 (United Kingdom) / Validity : None Ex ia G Zone 0 (Europa) / Validity : None Ex ia G Zone 0 (International) / Validity : None Ex ia G Zone 0 (Korea) / Validity : None Ex ia G Zone 0 (North America) / Validity : None Ex ia G Zone 0 (United Kingdom) / Validity : None Ex nA G Zone 2 (Europa) / Validity : None Ex nA G Zone 2 (International) / Validity : None Ex nA G Zone 2 (United Kingdom) / Validity : None Ex ia G Zone 0 (Europa) / Validity : None Ex ia G Zone 0 (International) / Validity : None Ex ia G Zone 0 (Korea) / Validity : None Ex ia G Zone 0 (North America) / Validity : None Ex ia G Zone 0 (United Kingdom) / Validity : None Ex nA G Zone 2 (Europa) / Validity : None Ex nA G Zone 2 (International) / Validity : None Ex nA G Zone 2 (United Kingdom) / Validity : None Ex ia G Zone 0 (Europa) / Validity : None Ex ia G Zone 0 (International) / Validity : None Ex ia G Zone 0 (North America) / Validity : None Ex ia G Zone 0 (United Kingdom) / Validity : None Ex nA G Zone 2 (Europa) / Validity : None Ex nA G Zone 2 (International) / Validity : None Ex nA G Zone 2 (United Kingdom) / Validity : None Ex ia G Zone 0 (Europa) / Validity : None Ex ia G Zone 0 (International) / Validity : None Ex ia G Zone 0 (North America) / Validity : None Ex ia G Zone 0 (United Kingdom) / Validity : None Ex nA G Zone 2 (Europa) / Validity : None Ex nA G Zone 2 (International) / Validity : None Ex nA G Zone 2 (United Kingdom) / Validity : None Ex ia G Zone 0 (Europa) / Validity : None Ex ia G Zone 0 (International) / Validity : None Ex ia G Zone 0 (North America) / Validity : None Ex ia G Zone 0 (United Kingdom) / Validity : None Ex nA G Zone 2 (Europa) / Validity : None Ex nA G Zone 2 (International) / Validity : None Ex nA G Zone 2 (United Kingdom) / Validity : None Ex ia G Zone 0 (Europa) / Validity : None Ex ia G Zone 0 (International) / Validity : None Ex ia G Zone 0 (Korea) / Validity : None Ex ia G Zone 0 (North America) / Validity : None Ex ia G Zone 0 (United Kingdom) / Validity : None Ex nA G Zone 2 (Europa) / Validity : None Ex nA G Zone 2 (International) / Validity : None Ex nA G Zone 2 (United Kingdom) / Validity : None Ex ia G Zone 0 (Europa) / Validity : None Ex ia G Zone 0 (International) / Validity : None Ex ia G Zone 0 (North America) / Validity : None Ex ia G Zone 0 (Russia, Belarus, Kyrgyzstan, Armenia, Kazakhstan) / Validity : 18.02.2026 Ex nA G Zone 2 (Europa) / Validity : None Ex nA G Zone 2 (International) / Validity : None Ex nA G Zone 2 (North America) / Validity : None Ex nA G Zone 2 (Russia, Belarus, Kyrgyzstan, Armenia, Kazakhstan) / Validity : 18.02.2026
CP505-152 | 143-505-000-15x | CP505-152 Piezoelectric Dynamic Pressure Sensor | VM 7/16" high temp connector, 10 m integral MI cable | CPxxx, IPC707, GSI127, EC069, EC112, EC119, EC222, MA Seal, CG505, ABAxxx, JB105, JB116 | Ex ia G Zone 0 (Europa) / Validity : None Ex ia G Zone 0 (International) / Validity : None Ex ia G Zone 0 (Korea) / Validity : None Ex ia G Zone 0 (North America) / Validity : None Ex ia G Zone 0 (United Kingdom) / Validity : None Ex nA G Zone 2 (Europa) / Validity : None Ex nA G Zone 2 (International) / Validity : None Ex nA G Zone 2 (United Kingdom) / Validity : None Ex ia G Zone 0 (Europa) / Validity : None Ex ia G Zone 0 (International) / Validity : None Ex ia G Zone 0 (Korea) / Validity : None Ex ia G Zone 0 (North America) / Validity : None Ex ia G Zone 0 (United Kingdom) / Validity : None Ex nA G Zone 2 (Europa) / Validity : None Ex nA G Zone 2 (International) / Validity : None Ex nA G Zone 2 (United Kingdom) / Validity : None Ex ia G Zone 0 (Europa) / Validity : None Ex ia G Zone 0 (International) / Validity : None Ex ia G Zone 0 (Korea) / Validity : None Ex ia G Zone 0 (North America) / Validity : None Ex ia G Zone 0 (United Kingdom) / Validity : None Ex nA G Zone 2 (Europa) / Validity : None Ex nA G Zone 2 (International) / Validity : None Ex nA G Zone 2 (United Kingdom) / Validity : None Ex ia G Zone 0 (Europa) / Validity : None Ex ia G Zone 0 (International) / Validity : None Ex ia G Zone 0 (Korea) / Validity : None Ex ia G Zone 0 (North America) / Validity : None Ex ia G Zone 0 (United Kingdom) / Validity : None Ex nA G Zone 2 (Europa) / Validity : None Ex nA G Zone 2 (International) / Validity : None Ex nA G Zone 2 (United Kingdom) / Validity : None Ex ia G Zone 0 (Europa) / Validity : None Ex ia G Zone 0 (International) / Validity : None Ex ia G Zone 0 (Korea) / Validity : None Ex ia G Zone 0 (North America) / Validity : None Ex ia G Zone 0 (United Kingdom) / Validity : None Ex nA G Zone 2 (Europa) / Validity : None Ex nA G Zone 2 (International) / Validity : None Ex nA G Zone 2 (United Kingdom) / Validity : None Ex ia G Zone 0 (Europa) / Validity : None Ex ia G Zone 0 (International) / Validity : None Ex ia G Zone 0 (Korea) / Validity : None Ex ia G Zone 0 (North America) / Validity : None Ex ia G Zone 0 (United Kingdom) / Validity : None Ex nA G Zone 2 (Europa) / Validity : None Ex nA G Zone 2 (International) / Validity : None Ex nA G Zone 2 (United Kingdom) / Validity : None Ex ia G Zone 0 (Europa) / Validity : None Ex ia G Zone 0 (International) / Validity : None Ex ia G Zone 0 (Korea) / Validity : None Ex ia G Zone 0 (North America) / Validity : None Ex ia G Zone 0 (United Kingdom) / Validity : None Ex nA G Zone 2 (Europa) / Validity : None Ex nA G Zone 2 (International) / Validity : None Ex nA G Zone 2 (United Kingdom) / Validity : None Ex ia G Zone 0 (Europa) / Validity : None Ex ia G Zone 0 (International) / Validity : None Ex ia G Zone 0 (Korea) / Validity : None Ex ia G Zone 0 (North America) / Validity : None Ex ia G Zone 0 (United Kingdom) / Validity : None Ex nA G Zone 2 (Europa) / Validity : None Ex nA G Zone 2 (International) / Validity : None Ex nA G Zone 2 (United Kingdom) / Validity : None Ex ia G Zone 0 (Europa) / Validity : None Ex ia G Zone 0 (International) / Validity : None Ex ia G Zone 0 (Korea) / Validity : None Ex ia G Zone 0 (North America) / Validity : None Ex ia G Zone 0 (United Kingdom) / Validity : None Ex nA G Zone 2 (Europa) / Validity : None Ex nA G Zone 2 (International) / Validity : None Ex nA G Zone 2 (United Kingdom) / Validity : None Ex ia G Zone 0 (Europa) / Validity : None Ex ia G Zone 0 (International) / Validity : None Ex ia G Zone 0 (Korea) / Validity : None Ex ia G Zone 0 (North America) / Validity : None Ex ia G Zone 0 (United Kingdom) / Validity : None Ex nA G Zone 2 (Europa) / Validity : None Ex nA G Zone 2 (International) / Validity : None Ex nA G Zone 2 (United Kingdom) / Validity : None Ex ia G Zone 0 (Europa) / Validity : None Ex ia G Zone 0 (International) / Validity : None Ex ia G Zone 0 (Korea) / Validity : None Ex ia G Zone 0 (North America) / Validity : None Ex ia G Zone 0 (United Kingdom) / Validity : None Ex nA G Zone 2 (Europa) / Validity : None Ex nA G Zone 2 (International) / Validity : None Ex nA G Zone 2 (United Kingdom) / Validity : None Ex ia G Zone 0 (Europa) / Validity : None Ex ia G Zone 0 (International) / Validity : None Ex ia G Zone 0 (Korea) / Validity : None Ex ia G Zone 0 (North America) / Validity : None Ex ia G Zone 0 (United Kingdom) / Validity : None Ex nA G Zone 2 (Europa) / Validity : None Ex nA G Zone 2 (International) / Validity : None Ex nA G Zone 2 (United Kingdom) / Validity : None Ex ia G Zone 0 (Europa) / Validity : None Ex ia G Zone 0 (International) / Validity : None Ex ia G Zone 0 (Korea) / Validity : None Ex ia G Zone 0 (North America) / Validity : None Ex ia G Zone 0 (United Kingdom) / Validity : None Ex nA G Zone 2 (Europa) / Validity : None Ex nA G Zone 2 (International) / Validity : None Ex nA G Zone 2 (United Kingdom) / Validity : None Ex ia G Zone 0 (Europa) / Validity : None Ex ia G Zone 0 (International) / Validity : None Ex ia G Zone 0 (Korea) / Validity : None Ex ia G Zone 0 (North America) / Validity : None Ex ia G Zone 0 (United Kingdom) / Validity : None Ex nA G Zone 2 (Europa) / Validity : None Ex nA G Zone 2 (International) / Validity : None Ex nA G Zone 2 (United Kingdom) / Validity : None Ex ia G Zone 0 (Europa) / Validity : None Ex ia G Zone 0 (International) / Validity : None Ex ia G Zone 0 (Korea) / Validity : None Ex ia G Zone 0 (North America) / Validity : None Ex ia G Zone 0 (United Kingdom) / Validity : None Ex nA G Zone 2 (Europa) / Validity : None Ex nA G Zone 2 (International) / Validity : None Ex nA G Zone 2 (United Kingdom) / Validity : None Ex ia G Zone 0 (Europa) / Validity : None Ex ia G Zone 0 (International) / Validity : None Ex ia G Zone 0 (Korea) / Validity : None Ex ia G Zone 0 (North America) / Validity : None Ex ia G Zone 0 (United Kingdom) / Validity : None Ex nA G Zone 2 (Europa) / Validity : None Ex nA G Zone 2 (International) / Validity : None Ex nA G Zone 2 (United Kingdom) / Validity : None Ex ia G Zone 0 (Europa) / Validity : None Ex ia G Zone 0 (International) / Validity : None Ex ia G Zone 0 (Korea) / Validity : None Ex ia G Zone 0 (North America) / Validity : None Ex ia G Zone 0 (United Kingdom) / Validity : None Ex nA G Zone 2 (Europa) / Validity : None Ex nA G Zone 2 (International) / Validity : None Ex nA G Zone 2 (United Kingdom) / Validity : None Ex ia G Zone 0 (Europa) / Validity : None Ex ia G Zone 0 (International) / Validity : None Ex ia G Zone 0 (Korea) / Validity : None Ex ia G Zone 0 (North America) / Validity : None Ex ia G Zone 0 (United Kingdom) / Validity : None Ex nA G Zone 2 (Europa) / Validity : None Ex nA G Zone 2 (International) / Validity : None Ex nA G Zone 2 (United Kingdom) / Validity : None Ex ia G Zone 0 (Europa) / Validity : None Ex ia G Zone 0 (International) / Validity : None Ex ia G Zone 0 (Korea) / Validity : None Ex ia G Zone 0 (North America) / Validity : None Ex ia G Zone 0 (United Kingdom) / Validity : None Ex nA G Zone 2 (Europa) / Validity : None Ex nA G Zone 2 (International) / Validity : None Ex nA G Zone 2 (United Kingdom) / Validity : None Ex ia G Zone 0 (Europa) / Validity : None Ex ia G Zone 0 (International) / Validity : None Ex ia G Zone 0 (Korea) / Validity : None Ex ia G Zone 0 (North America) / Validity : None Ex ia G Zone 0 (United Kingdom) / Validity : None Ex nA G Zone 2 (Europa) / Validity : None Ex nA G Zone 2 (International) / Validity : None Ex nA G Zone 2 (United Kingdom) / Validity : None Ex ia G Zone 0 (Europa) / Validity : None Ex ia G Zone 0 (International) / Validity : None Ex ia G Zone 0 (Korea) / Validity : None Ex ia G Zone 0 (North America) / Validity : None Ex ia G Zone 0 (United Kingdom) / Validity : None Ex nA G Zone 2 (Europa) / Validity : None Ex nA G Zone 2 (International) / Validity : None Ex nA G Zone 2 (United Kingdom) / Validity : None Ex ia G Zone 0 (Europa) / Validity : None Ex ia G Zone 0 (International) / Validity : None Ex ia G Zone 0 (Korea) / Validity : None Ex ia G Zone 0 (North America) / Validity : None Ex ia G Zone 0 (United Kingdom) / Validity : None Ex nA G Zone 2 (Europa) / Validity : None Ex nA G Zone 2 (International) / Validity : None Ex nA G Zone 2 (United Kingdom) / Validity : None Ex ia G Zone 0 (Europa) / Validity : None Ex ia G Zone 0 (International) / Validity : None Ex ia G Zone 0 (Korea) / Validity : None Ex ia G Zone 0 (North America) / Validity : None Ex ia G Zone 0 (United Kingdom) / Validity : None Ex nA G Zone 2 (Europa) / Validity : None Ex nA G Zone 2 (International) / Validity : None Ex nA G Zone 2 (United Kingdom) / Validity : None Ex ia G Zone 0 (Europa) / Validity : None Ex ia G Zone 0 (International) / Validity : None Ex ia G Zone 0 (Korea) / Validity : None Ex ia G Zone 0 (North America) / Validity : None Ex ia G Zone 0 (United Kingdom) / Validity : None Ex nA G Zone 2 (Europa) / Validity : None Ex nA G Zone 2 (International) / Validity : None Ex nA G Zone 2 (United Kingdom) / Validity : None Ex ia G Zone 0 (Europa) / Validity : None Ex ia G Zone 0 (International) / Validity : None Ex ia G Zone 0 (Korea) / Validity : None Ex ia G Zone 0 (North America) / Validity : None Ex ia G Zone 0 (United Kingdom) / Validity : None Ex nA G Zone 2 (Europa) / Validity : None Ex nA G Zone 2 (International) / Validity : None Ex nA G Zone 2 (United Kingdom) / Validity : None Ex ia G Zone 0 (Europa) / Validity : None Ex ia G Zone 0 (International) / Validity : None Ex ia G Zone 0 (North America) / Validity : None Ex ia G Zone 0 (United Kingdom) / Validity : None Ex nA G Zone 2 (Europa) / Validity : None Ex nA G Zone 2 (International) / Validity : None Ex nA G Zone 2 (United Kingdom) / Validity : None Ex ia G Zone 0 (Europa) / Validity : None Ex ia G Zone 0 (International) / Validity : None Ex ia G Zone 0 (North America) / Validity : None Ex ia G Zone 0 (United Kingdom) / Validity : None Ex nA G Zone 2 (Europa) / Validity : None Ex nA G Zone 2 (International) / Validity : None Ex nA G Zone 2 (United Kingdom) / Validity : None Ex ia G Zone 0 (Europa) / Validity : None Ex ia G Zone 0 (International) / Validity : None Ex ia G Zone 0 (North America) / Validity : None Ex ia G Zone 0 (United Kingdom) / Validity : None Ex nA G Zone 2 (Europa) / Validity : None Ex nA G Zone 2 (International) / Validity : None Ex nA G Zone 2 (United Kingdom) / Validity : None Ex ia G Zone 0 (Europa) / Validity : None Ex ia G Zone 0 (International) / Validity : None Ex ia G Zone 0 (North America) / Validity : None Ex ia G Zone 0 (United Kingdom) / Validity : None Ex nA G Zone 2 (Europa) / Validity : None Ex nA G Zone 2 (International) / Validity : None Ex nA G Zone 2 (United Kingdom) / Validity : None Ex ia G Zone 0 (Europa) / Validity : None Ex ia G Zone 0 (International) / Validity : None Ex ia G Zone 0 (Korea) / Validity : None Ex ia G Zone 0 (North America) / Validity : None Ex ia G Zone 0 (United Kingdom) / Validity : None Ex nA G Zone 2 (Europa) / Validity : None Ex nA G Zone 2 (International) / Validity : None Ex nA G Zone 2 (United Kingdom) / Validity : None Ex ia G Zone 0 (Europa) / Validity : None Ex ia G Zone 0 (International) / Validity : None Ex ia G Zone 0 (Korea) / Validity : None Ex ia G Zone 0 (North America) / Validity : None Ex ia G Zone 0 (United Kingdom) / Validity : None Ex nA G Zone 2 (Europa) / Validity : None Ex nA G Zone 2 (International) / Validity : None Ex nA G Zone 2 (United Kingdom) / Validity : None Ex ia G Zone 0 (Europa) / Validity : None Ex ia G Zone 0 (International) / Validity : None Ex ia G Zone 0 (Korea) / Validity : None Ex ia G Zone 0 (North America) / Validity : None Ex ia G Zone 0 (United Kingdom) / Validity : None Ex nA G Zone 2 (Europa) / Validity : None Ex nA G Zone 2 (International) / Validity : None Ex nA G Zone 2 (United Kingdom) / Validity : None Ex ia G Zone 0 (Europa) / Validity : None Ex ia G Zone 0 (International) / Validity : None Ex ia G Zone 0 (Korea) / Validity : None Ex ia G Zone 0 (North America) / Validity : None Ex ia G Zone 0 (United Kingdom) / Validity : None Ex nA G Zone 2 (Europa) / Validity : None Ex nA G Zone 2 (International) / Validity : None Ex nA G Zone 2 (United Kingdom) / Validity : None Ex ia G Zone 0 (Europa) / Validity : None Ex ia G Zone 0 (International) / Validity : None Ex ia G Zone 0 (Korea) / Validity : None Ex ia G Zone 0 (North America) / Validity : None Ex ia G Zone 0 (United Kingdom) / Validity : None Ex nA G Zone 2 (Europa) / Validity : None Ex nA G Zone 2 (International) / Validity : None Ex nA G Zone 2 (United Kingdom) / Validity : None Ex ia G Zone 0 (Europa) / Validity : None Ex ia G Zone 0 (International) / Validity : None Ex ia G Zone 0 (Korea) / Validity : None Ex ia G Zone 0 (North America) / Validity : None Ex ia G Zone 0 (United Kingdom) / Validity : None Ex ib G Zone 1 (Japan) / Validity : 22.08.2025 Ex nA G Zone 2 (Europa) / Validity : None Ex nA G Zone 2 (International) / Validity : None Ex nA G Zone 2 (United Kingdom) / Validity : None Ex ia G Zone 0 (Europa) / Validity : None Ex ia G Zone 0 (International) / Validity : None Ex ia G Zone 0 (Korea) / Validity : None Ex ia G Zone 0 (North America) / Validity : None Ex ia G Zone 0 (United Kingdom) / Validity : None Ex nA G Zone 2 (Europa) / Validity : None Ex nA G Zone 2 (International) / Validity : None Ex nA G Zone 2 (United Kingdom) / Validity : None Ex ia G Zone 0 (Europa) / Validity : None Ex ia G Zone 0 (International) / Validity : None Ex ia G Zone 0 (Korea) / Validity : None Ex ia G Zone 0 (North America) / Validity : None Ex ia G Zone 0 (United Kingdom) / Validity : None Ex nA G Zone 2 (Europa) / Validity : None Ex nA G Zone 2 (International) / Validity : None Ex nA G Zone 2 (United Kingdom) / Validity : None Ex ia G Zone 0 (Europa) / Validity : None Ex ia G Zone 0 (International) / Validity : None Ex ia G Zone 0 (Korea) / Validity : None Ex ia G Zone 0 (North America) / Validity : None Ex ia G Zone 0 (United Kingdom) / Validity : None Ex ib G Zone 1 (Japan) / Validity : 24.05.2024 Ex nA G Zone 2 (Europa) / Validity : None Ex nA G Zone 2 (International) / Validity : None Ex nA G Zone 2 (United Kingdom) / Validity : None Ex ia G Zone 0 (Europa) / Validity : None Ex ia G Zone 0 (International) / Validity : None Ex ia G Zone 0 (Korea) / Validity : None Ex ia G Zone 0 (North America) / Validity : None Ex ia G Zone 0 (United Kingdom) / Validity : None Ex nA G Zone 2 (Europa) / Validity : None Ex nA G Zone 2 (International) / Validity : None Ex nA G Zone 2 (United Kingdom) / Validity : None Ex ia G Zone 0 (Europa) / Validity : None Ex ia G Zone 0 (International) / Validity : None Ex ia G Zone 0 (Korea) / Validity : None Ex ia G Zone 0 (North America) / Validity : None Ex ia G Zone 0 (United Kingdom) / Validity : None Ex nA G Zone 2 (Europa) / Validity : None Ex nA G Zone 2 (International) / Validity : None Ex nA G Zone 2 (United Kingdom) / Validity : None Ex ia G Zone 0 (Europa) / Validity : None Ex ia G Zone 0 (International) / Validity : None Ex ia G Zone 0 (Korea) / Validity : None Ex ia G Zone 0 (North America) / Validity : None Ex ia G Zone 0 (United Kingdom) / Validity : None Ex nA G Zone 2 (Europa) / Validity : None Ex nA G Zone 2 (International) / Validity : None Ex nA G Zone 2 (United Kingdom) / Validity : None Ex ia G Zone 0 (Europa) / Validity : None Ex ia G Zone 0 (International) / Validity : None Ex ia G Zone 0 (Korea) / Validity : None Ex ia G Zone 0 (North America) / Validity : None Ex ia G Zone 0 (United Kingdom) / Validity : None Ex nA G Zone 2 (Europa) / Validity : None Ex nA G Zone 2 (International) / Validity : None Ex nA G Zone 2 (United Kingdom) / Validity : None Ex ia G Zone 0 (Europa) / Validity : None Ex ia G Zone 0 (International) / Validity : None Ex ia G Zone 0 (Korea) / Validity : None Ex ia G Zone 0 (North America) / Validity : None Ex ia G Zone 0 (United Kingdom) / Validity : None Ex nA G Zone 2 (Europa) / Validity : None Ex nA G Zone 2 (International) / Validity : None Ex nA G Zone 2 (United Kingdom) / Validity : None Ex ia G Zone 0 (Europa) / Validity : None Ex ia G Zone 0 (International) / Validity : None Ex ia G Zone 0 (Korea) / Validity : None Ex ia G Zone 0 (North America) / Validity : None Ex ia G Zone 0 (United Kingdom) / Validity : None Ex nA G Zone 2 (Europa) / Validity : None Ex nA G Zone 2 (International) / Validity : None Ex nA G Zone 2 (United Kingdom) / Validity : None Ex ia G Zone 0 (Europa) / Validity : None Ex ia G Zone 0 (International) / Validity : None Ex ia G Zone 0 (Korea) / Validity : None Ex ia G Zone 0 (North America) / Validity : None Ex ia G Zone 0 (United Kingdom) / Validity : None Ex nA G Zone 2 (Europa) / Validity : None Ex nA G Zone 2 (International) / Validity : None Ex nA G Zone 2 (United Kingdom) / Validity : None Ex ia G Zone 0 (Europa) / Validity : None Ex ia G Zone 0 (International) / Validity : None Ex ia G Zone 0 (Korea) / Validity : None Ex ia G Zone 0 (North America) / Validity : None Ex ia G Zone 0 (United Kingdom) / Validity : None Ex nA G Zone 2 (Europa) / Validity : None Ex nA G Zone 2 (International) / Validity : None Ex nA G Zone 2 (United Kingdom) / Validity : None Ex ia G Zone 0 (Europa) / Validity : None Ex ia G Zone 0 (International) / Validity : None Ex ia G Zone 0 (Korea) / Validity : None Ex ia G Zone 0 (North America) / Validity : None Ex ia G Zone 0 (United Kingdom) / Validity : None Ex nA G Zone 2 (Europa) / Validity : None Ex nA G Zone 2 (International) / Validity : None Ex nA G Zone 2 (United Kingdom) / Validity : None Ex ia G Zone 0 (Europa) / Validity : None Ex ia G Zone 0 (International) / Validity : None Ex ia G Zone 0 (Korea) / Validity : None Ex ia G Zone 0 (North America) / Validity : None Ex ia G Zone 0 (United Kingdom) / Validity : None Ex nA G Zone 2 (Europa) / Validity : None Ex nA G Zone 2 (International) / Validity : None Ex nA G Zone 2 (United Kingdom) / Validity : None Ex ia G Zone 0 (Europa) / Validity : None Ex ia G Zone 0 (International) / Validity : None Ex ia G Zone 0 (Korea) / Validity : None Ex ia G Zone 0 (North America) / Validity : None Ex ia G Zone 0 (United Kingdom) / Validity : None Ex nA G Zone 2 (Europa) / Validity : None Ex nA G Zone 2 (International) / Validity : None Ex nA G Zone 2 (United Kingdom) / Validity : None Ex ia G Zone 0 (Europa) / Validity : None Ex ia G Zone 0 (International) / Validity : None Ex ia G Zone 0 (Korea) / Validity : None Ex ia G Zone 0 (North America) / Validity : None Ex ia G Zone 0 (United Kingdom) / Validity : None Ex nA G Zone 2 (Europa) / Validity : None Ex nA G Zone 2 (International) / Validity : None Ex nA G Zone 2 (United Kingdom) / Validity : None Ex ia G Zone 0 (Europa) / Validity : None Ex ia G Zone 0 (International) / Validity : None Ex ia G Zone 0 (Korea) / Validity : None Ex ia G Zone 0 (North America) / Validity : None Ex ia G Zone 0 (United Kingdom) / Validity : None Ex nA G Zone 2 (Europa) / Validity : None Ex nA G Zone 2 (International) / Validity : None Ex nA G Zone 2 (United Kingdom) / Validity : None Ex ia G Zone 0 (Europa) / Validity : None Ex ia G Zone 0 (International) / Validity : None Ex ia G Zone 0 (Korea) / Validity : None Ex ia G Zone 0 (North America) / Validity : None Ex ia G Zone 0 (United Kingdom) / Validity : None Ex nA G Zone 2 (Europa) / Validity : None Ex nA G Zone 2 (International) / Validity : None Ex nA G Zone 2 (United Kingdom) / Validity : None Ex ia G Zone 0 (Europa) / Validity : None Ex ia G Zone 0 (International) / Validity : None Ex ia G Zone 0 (Korea) / Validity : None Ex ia G Zone 0 (North America) / Validity : None Ex ia G Zone 0 (United Kingdom) / Validity : None Ex nA G Zone 2 (Europa) / Validity : None Ex nA G Zone 2 (International) / Validity : None Ex nA G Zone 2 (United Kingdom) / Validity : None Ex ia G Zone 0 (Europa) / Validity : None Ex ia G Zone 0 (International) / Validity : None Ex ia G Zone 0 (Korea) / Validity : None Ex ia G Zone 0 (North America) / Validity : None Ex ia G Zone 0 (United Kingdom) / Validity : None Ex nA G Zone 2 (Europa) / Validity : None Ex nA G Zone 2 (International) / Validity : None Ex nA G Zone 2 (United Kingdom) / Validity : None Ex ia G Zone 0 (Europa) / Validity : None Ex ia G Zone 0 (International) / Validity : None Ex ia G Zone 0 (Korea) / Validity : None Ex ia G Zone 0 (North America) / Validity : None Ex ia G Zone 0 (United Kingdom) / Validity : None Ex nA G Zone 2 (Europa) / Validity : None Ex nA G Zone 2 (International) / Validity : None Ex nA G Zone 2 (United Kingdom) / Validity : None Ex ia G Zone 0 (Europa) / Validity : None Ex ia G Zone 0 (International) / Validity : None Ex ia G Zone 0 (Korea) / Validity : None Ex ia G Zone 0 (North America) / Validity : None Ex ia G Zone 0 (United Kingdom) / Validity : None Ex nA G Zone 2 (Europa) / Validity : None Ex nA G Zone 2 (International) / Validity : None Ex nA G Zone 2 (United Kingdom) / Validity : None Ex ia G Zone 0 (Europa) / Validity : None Ex ia G Zone 0 (International) / Validity : None Ex ia G Zone 0 (North America) / Validity : None Ex ia G Zone 0 (United Kingdom) / Validity : None Ex nA G Zone 2 (Europa) / Validity : None Ex nA G Zone 2 (International) / Validity : None Ex nA G Zone 2 (United Kingdom) / Validity : None Ex ia G Zone 0 (Europa) / Validity : None Ex ia G Zone 0 (International) / Validity : None Ex ia G Zone 0 (North America) / Validity : None Ex ia G Zone 0 (United Kingdom) / Validity : None Ex nA G Zone 2 (Europa) / Validity : None Ex nA G Zone 2 (International) / Validity : None Ex nA G Zone 2 (United Kingdom) / Validity : None Ex ia G Zone 0 (Europa) / Validity : None Ex ia G Zone 0 (International) / Validity : None Ex ia G Zone 0 (North America) / Validity : None Ex ia G Zone 0 (United Kingdom) / Validity : None Ex nA G Zone 2 (Europa) / Validity : None Ex nA G Zone 2 (International) / Validity : None Ex nA G Zone 2 (United Kingdom) / Validity : None Ex ia G Zone 0 (Europa) / Validity : None Ex ia G Zone 0 (International) / Validity : None Ex ia G Zone 0 (Korea) / Validity : None Ex ia G Zone 0 (North America) / Validity : None Ex ia G Zone 0 (United Kingdom) / Validity : None Ex nA G Zone 2 (Europa) / Validity : None Ex nA G Zone 2 (International) / Validity : None Ex nA G Zone 2 (United Kingdom) / Validity : None Ex ia G Zone 0 (Europa) / Validity : None Ex ia G Zone 0 (International) / Validity : None Ex ia G Zone 0 (North America) / Validity : None Ex ia G Zone 0 (Russia, Belarus, Kyrgyzstan, Armenia, Kazakhstan) / Validity : 18.02.2026 Ex nA G Zone 2 (Europa) / Validity : None Ex nA G Zone 2 (International) / Validity : None Ex nA G Zone 2 (North America) / Validity : None Ex nA G Zone 2 (Russia, Belarus, Kyrgyzstan, Armenia, Kazakhstan) / Validity : 18.02.2026
CP512-022 | 143-512-000-02x | CP512-022 Piezoelectric Dynamic Pressure Sensor | GaPO4 pressure sensor, matching IPC 704_511, -70°C to 560°C, 90 pC/bar, nominal pressure 0 to 50 bar, maximal pressure 100 bar, 0.5 m integral MI cable, Lemo type 0 connector, Ex approved | CPxxx, IPC707, GSI127, EC153, MA Seal, ABAxxx, JB105, JB116 | Ex ia G Zone 0 (Europa) / Validity : None Ex ia G Zone 0 (International) / Validity : None Ex ia G Zone 0 (Korea) / Validity : None Ex ia G Zone 0 (North America) / Validity : None Ex ia G Zone 0 (United Kingdom) / Validity : None Ex nA G Zone 2 (Europa) / Validity : None Ex nA G Zone 2 (International) / Validity : None Ex nA G Zone 2 (United Kingdom) / Validity : None Ex ia G Zone 0 (Europa) / Validity : None Ex ia G Zone 0 (International) / Validity : None Ex ia G Zone 0 (Korea) / Validity : None Ex ia G Zone 0 (North America) / Validity : None Ex ia G Zone 0 (United Kingdom) / Validity : None Ex nA G Zone 2 (Europa) / Validity : None Ex nA G Zone 2 (International) / Validity : None Ex nA G Zone 2 (United Kingdom) / Validity : None Ex ia G Zone 0 (Europa) / Validity : None Ex ia G Zone 0 (International) / Validity : None Ex ia G Zone 0 (Korea) / Validity : None Ex ia G Zone 0 (North America) / Validity : None Ex ia G Zone 0 (United Kingdom) / Validity : None Ex nA G Zone 2 (Europa) / Validity : None Ex nA G Zone 2 (International) / Validity : None Ex nA G Zone 2 (United Kingdom) / Validity : None Ex ia G Zone 0 (Europa) / Validity : None Ex ia G Zone 0 (International) / Validity : None Ex ia G Zone 0 (Korea) / Validity : None Ex ia G Zone 0 (North America) / Validity : None Ex ia G Zone 0 (United Kingdom) / Validity : None Ex nA G Zone 2 (Europa) / Validity : None Ex nA G Zone 2 (International) / Validity : None Ex nA G Zone 2 (United Kingdom) / Validity : None Ex ia G Zone 0 (Europa) / Validity : None Ex ia G Zone 0 (International) / Validity : None Ex ia G Zone 0 (Korea) / Validity : None Ex ia G Zone 0 (North America) / Validity : None Ex ia G Zone 0 (United Kingdom) / Validity : None Ex nA G Zone 2 (Europa) / Validity : None Ex nA G Zone 2 (International) / Validity : None Ex nA G Zone 2 (United Kingdom) / Validity : None Ex ia G Zone 0 (Europa) / Validity : None Ex ia G Zone 0 (International) / Validity : None Ex ia G Zone 0 (Korea) / Validity : None Ex ia G Zone 0 (North America) / Validity : None Ex ia G Zone 0 (United Kingdom) / Validity : None Ex nA G Zone 2 (Europa) / Validity : None Ex nA G Zone 2 (International) / Validity : None Ex nA G Zone 2 (United Kingdom) / Validity : None Ex ia G Zone 0 (Europa) / Validity : None Ex ia G Zone 0 (International) / Validity : None Ex ia G Zone 0 (Korea) / Validity : None Ex ia G Zone 0 (North America) / Validity : None Ex ia G Zone 0 (United Kingdom) / Validity : None Ex nA G Zone 2 (Europa) / Validity : None Ex nA G Zone 2 (International) / Validity : None Ex nA G Zone 2 (United Kingdom) / Validity : None Ex ia G Zone 0 (Europa) / Validity : None Ex ia G Zone 0 (International) / Validity : None Ex ia G Zone 0 (Korea) / Validity : None Ex ia G Zone 0 (North America) / Validity : None Ex ia G Zone 0 (United Kingdom) / Validity : None Ex nA G Zone 2 (Europa) / Validity : None Ex nA G Zone 2 (International) / Validity : None Ex nA G Zone 2 (United Kingdom) / Validity : None Ex ia G Zone 0 (Europa) / Validity : None Ex ia G Zone 0 (International) / Validity : None Ex ia G Zone 0 (Korea) / Validity : None Ex ia G Zone 0 (North America) / Validity : None Ex ia G Zone 0 (United Kingdom) / Validity : None Ex nA G Zone 2 (Europa) / Validity : None Ex nA G Zone 2 (International) / Validity : None Ex nA G Zone 2 (United Kingdom) / Validity : None Ex ia G Zone 0 (Europa) / Validity : None Ex ia G Zone 0 (International) / Validity : None Ex ia G Zone 0 (Korea) / Validity : None Ex ia G Zone 0 (North America) / Validity : None Ex ia G Zone 0 (United Kingdom) / Validity : None Ex nA G Zone 2 (Europa) / Validity : None Ex nA G Zone 2 (International) / Validity : None Ex nA G Zone 2 (United Kingdom) / Validity : None Ex ia G Zone 0 (Europa) / Validity : None Ex ia G Zone 0 (International) / Validity : None Ex ia G Zone 0 (Korea) / Validity : None Ex ia G Zone 0 (North America) / Validity : None Ex ia G Zone 0 (United Kingdom) / Validity : None Ex nA G Zone 2 (Europa) / Validity : None Ex nA G Zone 2 (International) / Validity : None Ex nA G Zone 2 (United Kingdom) / Validity : None Ex ia G Zone 0 (Europa) / Validity : None Ex ia G Zone 0 (International) / Validity : None Ex ia G Zone 0 (Korea) / Validity : None Ex ia G Zone 0 (North America) / Validity : None Ex ia G Zone 0 (United Kingdom) / Validity : None Ex nA G Zone 2 (Europa) / Validity : None Ex nA G Zone 2 (International) / Validity : None Ex nA G Zone 2 (United Kingdom) / Validity : None Ex ia G Zone 0 (Europa) / Validity : None Ex ia G Zone 0 (International) / Validity : None Ex ia G Zone 0 (Korea) / Validity : None Ex ia G Zone 0 (North America) / Validity : None Ex ia G Zone 0 (United Kingdom) / Validity : None Ex nA G Zone 2 (Europa) / Validity : None Ex nA G Zone 2 (International) / Validity : None Ex nA G Zone 2 (United Kingdom) / Validity : None Ex ia G Zone 0 (Europa) / Validity : None Ex ia G Zone 0 (International) / Validity : None Ex ia G Zone 0 (Korea) / Validity : None Ex ia G Zone 0 (North America) / Validity : None Ex ia G Zone 0 (United Kingdom) / Validity : None Ex nA G Zone 2 (Europa) / Validity : None Ex nA G Zone 2 (International) / Validity : None Ex nA G Zone 2 (United Kingdom) / Validity : None Ex ia G Zone 0 (Europa) / Validity : None Ex ia G Zone 0 (International) / Validity : None Ex ia G Zone 0 (Korea) / Validity : None Ex ia G Zone 0 (North America) / Validity : None Ex ia G Zone 0 (United Kingdom) / Validity : None Ex nA G Zone 2 (Europa) / Validity : None Ex nA G Zone 2 (International) / Validity : None Ex nA G Zone 2 (United Kingdom) / Validity : None Ex ia G Zone 0 (Europa) / Validity : None Ex ia G Zone 0 (International) / Validity : None Ex ia G Zone 0 (Korea) / Validity : None Ex ia G Zone 0 (North America) / Validity : None Ex ia G Zone 0 (United Kingdom) / Validity : None Ex nA G Zone 2 (Europa) / Validity : None Ex nA G Zone 2 (International) / Validity : None Ex nA G Zone 2 (United Kingdom) / Validity : None Ex ia G Zone 0 (Europa) / Validity : None Ex ia G Zone 0 (International) / Validity : None Ex ia G Zone 0 (Korea) / Validity : None Ex ia G Zone 0 (North America) / Validity : None Ex ia G Zone 0 (United Kingdom) / Validity : None Ex nA G Zone 2 (Europa) / Validity : None Ex nA G Zone 2 (International) / Validity : None Ex nA G Zone 2 (United Kingdom) / Validity : None Ex ia G Zone 0 (Europa) / Validity : None Ex ia G Zone 0 (International) / Validity : None Ex ia G Zone 0 (Korea) / Validity : None Ex ia G Zone 0 (North America) / Validity : None Ex ia G Zone 0 (United Kingdom) / Validity : None Ex nA G Zone 2 (Europa) / Validity : None Ex nA G Zone 2 (International) / Validity : None Ex nA G Zone 2 (United Kingdom) / Validity : None Ex ia G Zone 0 (Europa) / Validity : None Ex ia G Zone 0 (International) / Validity : None Ex ia G Zone 0 (Korea) / Validity : None Ex ia G Zone 0 (North America) / Validity : None Ex ia G Zone 0 (United Kingdom) / Validity : None Ex nA G Zone 2 (Europa) / Validity : None Ex nA G Zone 2 (International) / Validity : None Ex nA G Zone 2 (United Kingdom) / Validity : None Ex ia G Zone 0 (Europa) / Validity : None Ex ia G Zone 0 (International) / Validity : None Ex ia G Zone 0 (Korea) / Validity : None Ex ia G Zone 0 (North America) / Validity : None Ex ia G Zone 0 (United Kingdom) / Validity : None Ex nA G Zone 2 (Europa) / Validity : None Ex nA G Zone 2 (International) / Validity : None Ex nA G Zone 2 (United Kingdom) / Validity : None Ex ia G Zone 0 (Europa) / Validity : None Ex ia G Zone 0 (International) / Validity : None Ex ia G Zone 0 (Korea) / Validity : None Ex ia G Zone 0 (North America) / Validity : None Ex ia G Zone 0 (United Kingdom) / Validity : None Ex nA G Zone 2 (Europa) / Validity : None Ex nA G Zone 2 (International) / Validity : None Ex nA G Zone 2 (United Kingdom) / Validity : None Ex ia G Zone 0 (Europa) / Validity : None Ex ia G Zone 0 (International) / Validity : None Ex ia G Zone 0 (Korea) / Validity : None Ex ia G Zone 0 (North America) / Validity : None Ex ia G Zone 0 (United Kingdom) / Validity : None Ex nA G Zone 2 (Europa) / Validity : None Ex nA G Zone 2 (International) / Validity : None Ex nA G Zone 2 (United Kingdom) / Validity : None Ex ia G Zone 0 (Europa) / Validity : None Ex ia G Zone 0 (International) / Validity : None Ex ia G Zone 0 (Korea) / Validity : None Ex ia G Zone 0 (North America) / Validity : None Ex ia G Zone 0 (United Kingdom) / Validity : None Ex nA G Zone 2 (Europa) / Validity : None Ex nA G Zone 2 (International) / Validity : None Ex nA G Zone 2 (United Kingdom) / Validity : None Ex ia G Zone 0 (Europa) / Validity : None Ex ia G Zone 0 (International) / Validity : None Ex ia G Zone 0 (Korea) / Validity : None Ex ia G Zone 0 (North America) / Validity : None Ex ia G Zone 0 (United Kingdom) / Validity : None Ex nA G Zone 2 (Europa) / Validity : None Ex nA G Zone 2 (International) / Validity : None Ex nA G Zone 2 (United Kingdom) / Validity : None Ex ia G Zone 0 (Europa) / Validity : None Ex ia G Zone 0 (International) / Validity : None Ex ia G Zone 0 (Korea) / Validity : None Ex ia G Zone 0 (North America) / Validity : None Ex ia G Zone 0 (United Kingdom) / Validity : None Ex nA G Zone 2 (Europa) / Validity : None Ex nA G Zone 2 (International) / Validity : None Ex nA G Zone 2 (United Kingdom) / Validity : None Ex ia G Zone 0 (Europa) / Validity : None Ex ia G Zone 0 (International) / Validity : None Ex ia G Zone 0 (North America) / Validity : None Ex ia G Zone 0 (United Kingdom) / Validity : None Ex nA G Zone 2 (Europa) / Validity : None Ex nA G Zone 2 (International) / Validity : None Ex nA G Zone 2 (United Kingdom) / Validity : None Ex ia G Zone 0 (Europa) / Validity : None Ex ia G Zone 0 (International) / Validity : None Ex ia G Zone 0 (North America) / Validity : None Ex ia G Zone 0 (United Kingdom) / Validity : None Ex nA G Zone 2 (Europa) / Validity : None Ex nA G Zone 2 (International) / Validity : None Ex nA G Zone 2 (United Kingdom) / Validity : None Ex ia G Zone 0 (Europa) / Validity : None Ex ia G Zone 0 (International) / Validity : None Ex ia G Zone 0 (North America) / Validity : None Ex ia G Zone 0 (United Kingdom) / Validity : None Ex nA G Zone 2 (Europa) / Validity : None Ex nA G Zone 2 (International) / Validity : None Ex nA G Zone 2 (United Kingdom) / Validity : None Ex ia G Zone 0 (Europa) / Validity : None Ex ia G Zone 0 (International) / Validity : None Ex ia G Zone 0 (North America) / Validity : None Ex ia G Zone 0 (United Kingdom) / Validity : None Ex nA G Zone 2 (Europa) / Validity : None Ex nA G Zone 2 (International) / Validity : None Ex nA G Zone 2 (United Kingdom) / Validity : None Ex ia G Zone 0 (Europa) / Validity : None Ex ia G Zone 0 (International) / Validity : None Ex ia G Zone 0 (Korea) / Validity : None Ex ia G Zone 0 (North America) / Validity : None Ex ia G Zone 0 (United Kingdom) / Validity : None Ex nA G Zone 2 (Europa) / Validity : None Ex nA G Zone 2 (International) / Validity : None Ex nA G Zone 2 (United Kingdom) / Validity : None Ex ia G Zone 0 (Europa) / Validity : None Ex ia G Zone 0 (International) / Validity : None Ex ia G Zone 0 (Korea) / Validity : None Ex ia G Zone 0 (North America) / Validity : None Ex ia G Zone 0 (United Kingdom) / Validity : None Ex nA G Zone 2 (Europa) / Validity : None Ex nA G Zone 2 (International) / Validity : None Ex nA G Zone 2 (United Kingdom) / Validity : None Ex ia G Zone 0 (Europa) / Validity : None Ex ia G Zone 0 (International) / Validity : None Ex ia G Zone 0 (Korea) / Validity : None Ex ia G Zone 0 (North America) / Validity : None Ex ia G Zone 0 (United Kingdom) / Validity : None Ex nA G Zone 2 (Europa) / Validity : None Ex nA G Zone 2 (International) / Validity : None Ex nA G Zone 2 (United Kingdom) / Validity : None Ex ia G Zone 0 (Europa) / Validity : None Ex ia G Zone 0 (International) / Validity : None Ex ia G Zone 0 (Korea) / Validity : None Ex ia G Zone 0 (North America) / Validity : None Ex ia G Zone 0 (United Kingdom) / Validity : None Ex nA G Zone 2 (Europa) / Validity : None Ex nA G Zone 2 (International) / Validity : None Ex nA G Zone 2 (United Kingdom) / Validity : None Ex ia G Zone 0 (Europa) / Validity : None Ex ia G Zone 0 (International) / Validity : None Ex ia G Zone 0 (Korea) / Validity : None Ex ia G Zone 0 (North America) / Validity : None Ex ia G Zone 0 (United Kingdom) / Validity : None Ex nA G Zone 2 (Europa) / Validity : None Ex nA G Zone 2 (International) / Validity : None Ex nA G Zone 2 (United Kingdom) / Validity : None Ex ia G Zone 0 (Europa) / Validity : None Ex ia G Zone 0 (International) / Validity : None Ex ia G Zone 0 (Korea) / Validity : None Ex ia G Zone 0 (North America) / Validity : None Ex ia G Zone 0 (United Kingdom) / Validity : None Ex ib G Zone 1 (Japan) / Validity : 22.08.2025 Ex nA G Zone 2 (Europa) / Validity : None Ex nA G Zone 2 (International) / Validity : None Ex nA G Zone 2 (United Kingdom) / Validity : None Ex ia G Zone 0 (Europa) / Validity : None Ex ia G Zone 0 (International) / Validity : None Ex ia G Zone 0 (Korea) / Validity : None Ex ia G Zone 0 (North America) / Validity : None Ex ia G Zone 0 (United Kingdom) / Validity : None Ex nA G Zone 2 (Europa) / Validity : None Ex nA G Zone 2 (International) / Validity : None Ex nA G Zone 2 (United Kingdom) / Validity : None Ex ia G Zone 0 (Europa) / Validity : None Ex ia G Zone 0 (International) / Validity : None Ex ia G Zone 0 (Korea) / Validity : None Ex ia G Zone 0 (North America) / Validity : None Ex ia G Zone 0 (United Kingdom) / Validity : None Ex nA G Zone 2 (Europa) / Validity : None Ex nA G Zone 2 (International) / Validity : None Ex nA G Zone 2 (United Kingdom) / Validity : None Ex ia G Zone 0 (Europa) / Validity : None Ex ia G Zone 0 (International) / Validity : None Ex ia G Zone 0 (Korea) / Validity : None Ex ia G Zone 0 (North America) / Validity : None Ex ia G Zone 0 (United Kingdom) / Validity : None Ex ib G Zone 1 (Japan) / Validity : 24.05.2024 Ex nA G Zone 2 (Europa) / Validity : None Ex nA G Zone 2 (International) / Validity : None Ex nA G Zone 2 (United Kingdom) / Validity : None Ex ia G Zone 0 (Europa) / Validity : None Ex ia G Zone 0 (International) / Validity : None Ex ia G Zone 0 (Korea) / Validity : None Ex ia G Zone 0 (North America) / Validity : None Ex ia G Zone 0 (United Kingdom) / Validity : None Ex nA G Zone 2 (Europa) / Validity : None Ex nA G Zone 2 (International) / Validity : None Ex nA G Zone 2 (United Kingdom) / Validity : None Ex ia G Zone 0 (Europa) / Validity : None Ex ia G Zone 0 (International) / Validity : None Ex ia G Zone 0 (Korea) / Validity : None Ex ia G Zone 0 (North America) / Validity : None Ex ia G Zone 0 (United Kingdom) / Validity : None Ex nA G Zone 2 (Europa) / Validity : None Ex nA G Zone 2 (International) / Validity : None Ex nA G Zone 2 (United Kingdom) / Validity : None Ex ia G Zone 0 (Europa) / Validity : None Ex ia G Zone 0 (International) / Validity : None Ex ia G Zone 0 (Korea) / Validity : None Ex ia G Zone 0 (North America) / Validity : None Ex ia G Zone 0 (United Kingdom) / Validity : None Ex nA G Zone 2 (Europa) / Validity : None Ex nA G Zone 2 (International) / Validity : None Ex nA G Zone 2 (United Kingdom) / Validity : None Ex ia G Zone 0 (Europa) / Validity : None Ex ia G Zone 0 (International) / Validity : None Ex ia G Zone 0 (Korea) / Validity : None Ex ia G Zone 0 (North America) / Validity : None Ex ia G Zone 0 (United Kingdom) / Validity : None Ex nA G Zone 2 (Europa) / Validity : None Ex nA G Zone 2 (International) / Validity : None Ex nA G Zone 2 (United Kingdom) / Validity : None Ex ia G Zone 0 (Europa) / Validity : None Ex ia G Zone 0 (International) / Validity : None Ex ia G Zone 0 (Korea) / Validity : None Ex ia G Zone 0 (North America) / Validity : None Ex ia G Zone 0 (United Kingdom) / Validity : None Ex nA G Zone 2 (Europa) / Validity : None Ex nA G Zone 2 (International) / Validity : None Ex nA G Zone 2 (United Kingdom) / Validity : None Ex ia G Zone 0 (Europa) / Validity : None Ex ia G Zone 0 (International) / Validity : None Ex ia G Zone 0 (Korea) / Validity : None Ex ia G Zone 0 (North America) / Validity : None Ex ia G Zone 0 (United Kingdom) / Validity : None Ex nA G Zone 2 (Europa) / Validity : None Ex nA G Zone 2 (International) / Validity : None Ex nA G Zone 2 (United Kingdom) / Validity : None Ex ia G Zone 0 (Europa) / Validity : None Ex ia G Zone 0 (International) / Validity : None Ex ia G Zone 0 (Korea) / Validity : None Ex ia G Zone 0 (North America) / Validity : None Ex ia G Zone 0 (United Kingdom) / Validity : None Ex nA G Zone 2 (Europa) / Validity : None Ex nA G Zone 2 (International) / Validity : None Ex nA G Zone 2 (United Kingdom) / Validity : None Ex ia G Zone 0 (Europa) / Validity : None Ex ia G Zone 0 (International) / Validity : None Ex ia G Zone 0 (Korea) / Validity : None Ex ia G Zone 0 (North America) / Validity : None Ex ia G Zone 0 (United Kingdom) / Validity : None Ex nA G Zone 2 (Europa) / Validity : None Ex nA G Zone 2 (International) / Validity : None Ex nA G Zone 2 (United Kingdom) / Validity : None Ex ia G Zone 0 (Europa) / Validity : None Ex ia G Zone 0 (International) / Validity : None Ex ia G Zone 0 (Korea) / Validity : None Ex ia G Zone 0 (North America) / Validity : None Ex ia G Zone 0 (United Kingdom) / Validity : None Ex nA G Zone 2 (Europa) / Validity : None Ex nA G Zone 2 (International) / Validity : None Ex nA G Zone 2 (United Kingdom) / Validity : None Ex ia G Zone 0 (Europa) / Validity : None Ex ia G Zone 0 (International) / Validity : None Ex ia G Zone 0 (Korea) / Validity : None Ex ia G Zone 0 (North America) / Validity : None Ex ia G Zone 0 (United Kingdom) / Validity : None Ex nA G Zone 2 (Europa) / Validity : None Ex nA G Zone 2 (International) / Validity : None Ex nA G Zone 2 (United Kingdom) / Validity : None Ex ia G Zone 0 (Europa) / Validity : None Ex ia G Zone 0 (International) / Validity : None Ex ia G Zone 0 (Korea) / Validity : None Ex ia G Zone 0 (North America) / Validity : None Ex ia G Zone 0 (United Kingdom) / Validity : None Ex nA G Zone 2 (Europa) / Validity : None Ex nA G Zone 2 (International) / Validity : None Ex nA G Zone 2 (United Kingdom) / Validity : None Ex ia G Zone 0 (Europa) / Validity : None Ex ia G Zone 0 (International) / Validity : None Ex ia G Zone 0 (Korea) / Validity : None Ex ia G Zone 0 (North America) / Validity : None Ex ia G Zone 0 (United Kingdom) / Validity : None Ex nA G Zone 2 (Europa) / Validity : None Ex nA G Zone 2 (International) / Validity : None Ex nA G Zone 2 (United Kingdom) / Validity : None Ex ia G Zone 0 (Europa) / Validity : None Ex ia G Zone 0 (International) / Validity : None Ex ia G Zone 0 (Korea) / Validity : None Ex ia G Zone 0 (North America) / Validity : None Ex ia G Zone 0 (United Kingdom) / Validity : None Ex nA G Zone 2 (Europa) / Validity : None Ex nA G Zone 2 (International) / Validity : None Ex nA G Zone 2 (United Kingdom) / Validity : None Ex ia G Zone 0 (Europa) / Validity : None Ex ia G Zone 0 (International) / Validity : None Ex ia G Zone 0 (Korea) / Validity : None Ex ia G Zone 0 (North America) / Validity : None Ex ia G Zone 0 (United Kingdom) / Validity : None Ex nA G Zone 2 (Europa) / Validity : None Ex nA G Zone 2 (International) / Validity : None Ex nA G Zone 2 (United Kingdom) / Validity : None Ex ia G Zone 0 (Europa) / Validity : None Ex ia G Zone 0 (International) / Validity : None Ex ia G Zone 0 (Korea) / Validity : None Ex ia G Zone 0 (North America) / Validity : None Ex ia G Zone 0 (United Kingdom) / Validity : None Ex nA G Zone 2 (Europa) / Validity : None Ex nA G Zone 2 (International) / Validity : None Ex nA G Zone 2 (United Kingdom) / Validity : None Ex ia G Zone 0 (Europa) / Validity : None Ex ia G Zone 0 (International) / Validity : None Ex ia G Zone 0 (Korea) / Validity : None Ex ia G Zone 0 (North America) / Validity : None Ex ia G Zone 0 (United Kingdom) / Validity : None Ex nA G Zone 2 (Europa) / Validity : None Ex nA G Zone 2 (International) / Validity : None Ex nA G Zone 2 (United Kingdom) / Validity : None Ex ia G Zone 0 (Europa) / Validity : None Ex ia G Zone 0 (International) / Validity : None Ex ia G Zone 0 (Korea) / Validity : None Ex ia G Zone 0 (North America) / Validity : None Ex ia G Zone 0 (United Kingdom) / Validity : None Ex nA G Zone 2 (Europa) / Validity : None Ex nA G Zone 2 (International) / Validity : None Ex nA G Zone 2 (United Kingdom) / Validity : None Ex ia G Zone 0 (Europa) / Validity : None Ex ia G Zone 0 (International) / Validity : None Ex ia G Zone 0 (Korea) / Validity : None Ex ia G Zone 0 (North America) / Validity : None Ex ia G Zone 0 (United Kingdom) / Validity : None Ex nA G Zone 2 (Europa) / Validity : None Ex nA G Zone 2 (International) / Validity : None Ex nA G Zone 2 (United Kingdom) / Validity : None Ex ia G Zone 0 (Europa) / Validity : None Ex ia G Zone 0 (International) / Validity : None Ex ia G Zone 0 (North America) / Validity : None Ex ia G Zone 0 (United Kingdom) / Validity : None Ex nA G Zone 2 (Europa) / Validity : None Ex nA G Zone 2 (International) / Validity : None Ex nA G Zone 2 (United Kingdom) / Validity : None Ex ia G Zone 0 (Europa) / Validity : None Ex ia G Zone 0 (International) / Validity : None Ex ia G Zone 0 (North America) / Validity : None Ex ia G Zone 0 (United Kingdom) / Validity : None Ex nA G Zone 2 (Europa) / Validity : None Ex nA G Zone 2 (International) / Validity : None Ex nA G Zone 2 (United Kingdom) / Validity : None Ex ia G Zone 0 (Europa) / Validity : None Ex ia G Zone 0 (International) / Validity : None Ex ia G Zone 0 (North America) / Validity : None Ex ia G Zone 0 (United Kingdom) / Validity : None Ex nA G Zone 2 (Europa) / Validity : None Ex nA G Zone 2 (International) / Validity : None Ex nA G Zone 2 (United Kingdom) / Validity : None Ex ia G Zone 0 (Europa) / Validity : None Ex ia G Zone 0 (International) / Validity : None Ex ia G Zone 0 (Korea) / Validity : None Ex ia G Zone 0 (North America) / Validity : None Ex ia G Zone 0 (United Kingdom) / Validity : None Ex nA G Zone 2 (Europa) / Validity : None Ex nA G Zone 2 (International) / Validity : None Ex nA G Zone 2 (United Kingdom) / Validity : None Ex ia G Zone 0 (Europa) / Validity : None Ex ia G Zone 0 (International) / Validity : None Ex ia G Zone 0 (North America) / Validity : None Ex ia G Zone 0 (Russia, Belarus, Kyrgyzstan, Armenia, Kazakhstan) / Validity : 18.02.2026 Ex nA G Zone 2 (Europa) / Validity : None Ex nA G Zone 2 (International) / Validity : None Ex nA G Zone 2 (North America) / Validity : None Ex nA G Zone 2 (Russia, Belarus, Kyrgyzstan, Armenia, Kazakhstan) / Validity : 18.02.2026
CP512-111 | 143-512-000-11x | CP512-111 Piezoelectric Dynamic Pressure Sensor | GaPO4 pressure sensor, matching IPC 704_511, -70°C to 560°C, 90 pC/bar, nominal pressure 0 to 50 bar, maximal pressure 100 bar, 0.49 m integral MI cable, Lemo type 0 connector, Ex approved | CPxxx, IPC707, GSI127, EC153, MA Seal, ABAxxx, JB105, JB116 | Ex ia G Zone 0 (Europa) / Validity : None Ex ia G Zone 0 (International) / Validity : None Ex ia G Zone 0 (Korea) / Validity : None Ex ia G Zone 0 (North America) / Validity : None Ex ia G Zone 0 (United Kingdom) / Validity : None Ex nA G Zone 2 (Europa) / Validity : None Ex nA G Zone 2 (International) / Validity : None Ex nA G Zone 2 (United Kingdom) / Validity : None Ex ia G Zone 0 (Europa) / Validity : None Ex ia G Zone 0 (International) / Validity : None Ex ia G Zone 0 (Korea) / Validity : None Ex ia G Zone 0 (North America) / Validity : None Ex ia G Zone 0 (United Kingdom) / Validity : None Ex nA G Zone 2 (Europa) / Validity : None Ex nA G Zone 2 (International) / Validity : None Ex nA G Zone 2 (United Kingdom) / Validity : None Ex ia G Zone 0 (Europa) / Validity : None Ex ia G Zone 0 (International) / Validity : None Ex ia G Zone 0 (Korea) / Validity : None Ex ia G Zone 0 (North America) / Validity : None Ex ia G Zone 0 (United Kingdom) / Validity : None Ex nA G Zone 2 (Europa) / Validity : None Ex nA G Zone 2 (International) / Validity : None Ex nA G Zone 2 (United Kingdom) / Validity : None Ex ia G Zone 0 (Europa) / Validity : None Ex ia G Zone 0 (International) / Validity : None Ex ia G Zone 0 (Korea) / Validity : None Ex ia G Zone 0 (North America) / Validity : None Ex ia G Zone 0 (United Kingdom) / Validity : None Ex nA G Zone 2 (Europa) / Validity : None Ex nA G Zone 2 (International) / Validity : None Ex nA G Zone 2 (United Kingdom) / Validity : None Ex ia G Zone 0 (Europa) / Validity : None Ex ia G Zone 0 (International) / Validity : None Ex ia G Zone 0 (Korea) / Validity : None Ex ia G Zone 0 (North America) / Validity : None Ex ia G Zone 0 (United Kingdom) / Validity : None Ex nA G Zone 2 (Europa) / Validity : None Ex nA G Zone 2 (International) / Validity : None Ex nA G Zone 2 (United Kingdom) / Validity : None Ex ia G Zone 0 (Europa) / Validity : None Ex ia G Zone 0 (International) / Validity : None Ex ia G Zone 0 (Korea) / Validity : None Ex ia G Zone 0 (North America) / Validity : None Ex ia G Zone 0 (United Kingdom) / Validity : None Ex nA G Zone 2 (Europa) / Validity : None Ex nA G Zone 2 (International) / Validity : None Ex nA G Zone 2 (United Kingdom) / Validity : None Ex ia G Zone 0 (Europa) / Validity : None Ex ia G Zone 0 (International) / Validity : None Ex ia G Zone 0 (Korea) / Validity : None Ex ia G Zone 0 (North America) / Validity : None Ex ia G Zone 0 (United Kingdom) / Validity : None Ex nA G Zone 2 (Europa) / Validity : None Ex nA G Zone 2 (International) / Validity : None Ex nA G Zone 2 (United Kingdom) / Validity : None Ex ia G Zone 0 (Europa) / Validity : None Ex ia G Zone 0 (International) / Validity : None Ex ia G Zone 0 (Korea) / Validity : None Ex ia G Zone 0 (North America) / Validity : None Ex ia G Zone 0 (United Kingdom) / Validity : None Ex nA G Zone 2 (Europa) / Validity : None Ex nA G Zone 2 (International) / Validity : None Ex nA G Zone 2 (United Kingdom) / Validity : None Ex ia G Zone 0 (Europa) / Validity : None Ex ia G Zone 0 (International) / Validity : None Ex ia G Zone 0 (Korea) / Validity : None Ex ia G Zone 0 (North America) / Validity : None Ex ia G Zone 0 (United Kingdom) / Validity : None Ex nA G Zone 2 (Europa) / Validity : None Ex nA G Zone 2 (International) / Validity : None Ex nA G Zone 2 (United Kingdom) / Validity : None Ex ia G Zone 0 (Europa) / Validity : None Ex ia G Zone 0 (International) / Validity : None Ex ia G Zone 0 (Korea) / Validity : None Ex ia G Zone 0 (North America) / Validity : None Ex ia G Zone 0 (United Kingdom) / Validity : None Ex nA G Zone 2 (Europa) / Validity : None Ex nA G Zone 2 (International) / Validity : None Ex nA G Zone 2 (United Kingdom) / Validity : None Ex ia G Zone 0 (Europa) / Validity : None Ex ia G Zone 0 (International) / Validity : None Ex ia G Zone 0 (Korea) / Validity : None Ex ia G Zone 0 (North America) / Validity : None Ex ia G Zone 0 (United Kingdom) / Validity : None Ex nA G Zone 2 (Europa) / Validity : None Ex nA G Zone 2 (International) / Validity : None Ex nA G Zone 2 (United Kingdom) / Validity : None Ex ia G Zone 0 (Europa) / Validity : None Ex ia G Zone 0 (International) / Validity : None Ex ia G Zone 0 (Korea) / Validity : None Ex ia G Zone 0 (North America) / Validity : None Ex ia G Zone 0 (United Kingdom) / Validity : None Ex nA G Zone 2 (Europa) / Validity : None Ex nA G Zone 2 (International) / Validity : None Ex nA G Zone 2 (United Kingdom) / Validity : None Ex ia G Zone 0 (Europa) / Validity : None Ex ia G Zone 0 (International) / Validity : None Ex ia G Zone 0 (Korea) / Validity : None Ex ia G Zone 0 (North America) / Validity : None Ex ia G Zone 0 (United Kingdom) / Validity : None Ex nA G Zone 2 (Europa) / Validity : None Ex nA G Zone 2 (International) / Validity : None Ex nA G Zone 2 (United Kingdom) / Validity : None Ex ia G Zone 0 (Europa) / Validity : None Ex ia G Zone 0 (International) / Validity : None Ex ia G Zone 0 (Korea) / Validity : None Ex ia G Zone 0 (North America) / Validity : None Ex ia G Zone 0 (United Kingdom) / Validity : None Ex nA G Zone 2 (Europa) / Validity : None Ex nA G Zone 2 (International) / Validity : None Ex nA G Zone 2 (United Kingdom) / Validity : None Ex ia G Zone 0 (Europa) / Validity : None Ex ia G Zone 0 (International) / Validity : None Ex ia G Zone 0 (Korea) / Validity : None Ex ia G Zone 0 (North America) / Validity : None Ex ia G Zone 0 (United Kingdom) / Validity : None Ex nA G Zone 2 (Europa) / Validity : None Ex nA G Zone 2 (International) / Validity : None Ex nA G Zone 2 (United Kingdom) / Validity : None Ex ia G Zone 0 (Europa) / Validity : None Ex ia G Zone 0 (International) / Validity : None Ex ia G Zone 0 (Korea) / Validity : None Ex ia G Zone 0 (North America) / Validity : None Ex ia G Zone 0 (United Kingdom) / Validity : None Ex nA G Zone 2 (Europa) / Validity : None Ex nA G Zone 2 (International) / Validity : None Ex nA G Zone 2 (United Kingdom) / Validity : None Ex ia G Zone 0 (Europa) / Validity : None Ex ia G Zone 0 (International) / Validity : None Ex ia G Zone 0 (Korea) / Validity : None Ex ia G Zone 0 (North America) / Validity : None Ex ia G Zone 0 (United Kingdom) / Validity : None Ex nA G Zone 2 (Europa) / Validity : None Ex nA G Zone 2 (International) / Validity : None Ex nA G Zone 2 (United Kingdom) / Validity : None Ex ia G Zone 0 (Europa) / Validity : None Ex ia G Zone 0 (International) / Validity : None Ex ia G Zone 0 (Korea) / Validity : None Ex ia G Zone 0 (North America) / Validity : None Ex ia G Zone 0 (United Kingdom) / Validity : None Ex nA G Zone 2 (Europa) / Validity : None Ex nA G Zone 2 (International) / Validity : None Ex nA G Zone 2 (United Kingdom) / Validity : None Ex ia G Zone 0 (Europa) / Validity : None Ex ia G Zone 0 (International) / Validity : None Ex ia G Zone 0 (Korea) / Validity : None Ex ia G Zone 0 (North America) / Validity : None Ex ia G Zone 0 (United Kingdom) / Validity : None Ex nA G Zone 2 (Europa) / Validity : None Ex nA G Zone 2 (International) / Validity : None Ex nA G Zone 2 (United Kingdom) / Validity : None Ex ia G Zone 0 (Europa) / Validity : None Ex ia G Zone 0 (International) / Validity : None Ex ia G Zone 0 (Korea) / Validity : None Ex ia G Zone 0 (North America) / Validity : None Ex ia G Zone 0 (United Kingdom) / Validity : None Ex nA G Zone 2 (Europa) / Validity : None Ex nA G Zone 2 (International) / Validity : None Ex nA G Zone 2 (United Kingdom) / Validity : None Ex ia G Zone 0 (Europa) / Validity : None Ex ia G Zone 0 (International) / Validity : None Ex ia G Zone 0 (Korea) / Validity : None Ex ia G Zone 0 (North America) / Validity : None Ex ia G Zone 0 (United Kingdom) / Validity : None Ex nA G Zone 2 (Europa) / Validity : None Ex nA G Zone 2 (International) / Validity : None Ex nA G Zone 2 (United Kingdom) / Validity : None Ex ia G Zone 0 (Europa) / Validity : None Ex ia G Zone 0 (International) / Validity : None Ex ia G Zone 0 (Korea) / Validity : None Ex ia G Zone 0 (North America) / Validity : None Ex ia G Zone 0 (United Kingdom) / Validity : None Ex nA G Zone 2 (Europa) / Validity : None Ex nA G Zone 2 (International) / Validity : None Ex nA G Zone 2 (United Kingdom) / Validity : None Ex ia G Zone 0 (Europa) / Validity : None Ex ia G Zone 0 (International) / Validity : None Ex ia G Zone 0 (Korea) / Validity : None Ex ia G Zone 0 (North America) / Validity : None Ex ia G Zone 0 (United Kingdom) / Validity : None Ex nA G Zone 2 (Europa) / Validity : None Ex nA G Zone 2 (International) / Validity : None Ex nA G Zone 2 (United Kingdom) / Validity : None Ex ia G Zone 0 (Europa) / Validity : None Ex ia G Zone 0 (International) / Validity : None Ex ia G Zone 0 (Korea) / Validity : None Ex ia G Zone 0 (North America) / Validity : None Ex ia G Zone 0 (United Kingdom) / Validity : None Ex nA G Zone 2 (Europa) / Validity : None Ex nA G Zone 2 (International) / Validity : None Ex nA G Zone 2 (United Kingdom) / Validity : None Ex ia G Zone 0 (Europa) / Validity : None Ex ia G Zone 0 (International) / Validity : None Ex ia G Zone 0 (Korea) / Validity : None Ex ia G Zone 0 (North America) / Validity : None Ex ia G Zone 0 (United Kingdom) / Validity : None Ex nA G Zone 2 (Europa) / Validity : None Ex nA G Zone 2 (International) / Validity : None Ex nA G Zone 2 (United Kingdom) / Validity : None Ex ia G Zone 0 (Europa) / Validity : None Ex ia G Zone 0 (International) / Validity : None Ex ia G Zone 0 (North America) / Validity : None Ex ia G Zone 0 (United Kingdom) / Validity : None Ex nA G Zone 2 (Europa) / Validity : None Ex nA G Zone 2 (International) / Validity : None Ex nA G Zone 2 (United Kingdom) / Validity : None Ex ia G Zone 0 (Europa) / Validity : None Ex ia G Zone 0 (International) / Validity : None Ex ia G Zone 0 (North America) / Validity : None Ex ia G Zone 0 (United Kingdom) / Validity : None Ex nA G Zone 2 (Europa) / Validity : None Ex nA G Zone 2 (International) / Validity : None Ex nA G Zone 2 (United Kingdom) / Validity : None Ex ia G Zone 0 (Europa) / Validity : None Ex ia G Zone 0 (International) / Validity : None Ex ia G Zone 0 (North America) / Validity : None Ex ia G Zone 0 (United Kingdom) / Validity : None Ex nA G Zone 2 (Europa) / Validity : None Ex nA G Zone 2 (International) / Validity : None Ex nA G Zone 2 (United Kingdom) / Validity : None Ex ia G Zone 0 (Europa) / Validity : None Ex ia G Zone 0 (International) / Validity : None Ex ia G Zone 0 (North America) / Validity : None Ex ia G Zone 0 (United Kingdom) / Validity : None Ex nA G Zone 2 (Europa) / Validity : None Ex nA G Zone 2 (International) / Validity : None Ex nA G Zone 2 (United Kingdom) / Validity : None Ex ia G Zone 0 (Europa) / Validity : None Ex ia G Zone 0 (International) / Validity : None Ex ia G Zone 0 (Korea) / Validity : None Ex ia G Zone 0 (North America) / Validity : None Ex ia G Zone 0 (United Kingdom) / Validity : None Ex nA G Zone 2 (Europa) / Validity : None Ex nA G Zone 2 (International) / Validity : None Ex nA G Zone 2 (United Kingdom) / Validity : None Ex ia G Zone 0 (Europa) / Validity : None Ex ia G Zone 0 (International) / Validity : None Ex ia G Zone 0 (Korea) / Validity : None Ex ia G Zone 0 (North America) / Validity : None Ex ia G Zone 0 (United Kingdom) / Validity : None Ex nA G Zone 2 (Europa) / Validity : None Ex nA G Zone 2 (International) / Validity : None Ex nA G Zone 2 (United Kingdom) / Validity : None Ex ia G Zone 0 (Europa) / Validity : None Ex ia G Zone 0 (International) / Validity : None Ex ia G Zone 0 (Korea) / Validity : None Ex ia G Zone 0 (North America) / Validity : None Ex ia G Zone 0 (United Kingdom) / Validity : None Ex nA G Zone 2 (Europa) / Validity : None Ex nA G Zone 2 (International) / Validity : None Ex nA G Zone 2 (United Kingdom) / Validity : None Ex ia G Zone 0 (Europa) / Validity : None Ex ia G Zone 0 (International) / Validity : None Ex ia G Zone 0 (Korea) / Validity : None Ex ia G Zone 0 (North America) / Validity : None Ex ia G Zone 0 (United Kingdom) / Validity : None Ex nA G Zone 2 (Europa) / Validity : None Ex nA G Zone 2 (International) / Validity : None Ex nA G Zone 2 (United Kingdom) / Validity : None Ex ia G Zone 0 (Europa) / Validity : None Ex ia G Zone 0 (International) / Validity : None Ex ia G Zone 0 (Korea) / Validity : None Ex ia G Zone 0 (North America) / Validity : None Ex ia G Zone 0 (United Kingdom) / Validity : None Ex nA G Zone 2 (Europa) / Validity : None Ex nA G Zone 2 (International) / Validity : None Ex nA G Zone 2 (United Kingdom) / Validity : None Ex ia G Zone 0 (Europa) / Validity : None Ex ia G Zone 0 (International) / Validity : None Ex ia G Zone 0 (Korea) / Validity : None Ex ia G Zone 0 (North America) / Validity : None Ex ia G Zone 0 (United Kingdom) / Validity : None Ex ib G Zone 1 (Japan) / Validity : 22.08.2025 Ex nA G Zone 2 (Europa) / Validity : None Ex nA G Zone 2 (International) / Validity : None Ex nA G Zone 2 (United Kingdom) / Validity : None Ex ia G Zone 0 (Europa) / Validity : None Ex ia G Zone 0 (International) / Validity : None Ex ia G Zone 0 (Korea) / Validity : None Ex ia G Zone 0 (North America) / Validity : None Ex ia G Zone 0 (United Kingdom) / Validity : None Ex nA G Zone 2 (Europa) / Validity : None Ex nA G Zone 2 (International) / Validity : None Ex nA G Zone 2 (United Kingdom) / Validity : None Ex ia G Zone 0 (Europa) / Validity : None Ex ia G Zone 0 (International) / Validity : None Ex ia G Zone 0 (Korea) / Validity : None Ex ia G Zone 0 (North America) / Validity : None Ex ia G Zone 0 (United Kingdom) / Validity : None Ex nA G Zone 2 (Europa) / Validity : None Ex nA G Zone 2 (International) / Validity : None Ex nA G Zone 2 (United Kingdom) / Validity : None Ex ia G Zone 0 (Europa) / Validity : None Ex ia G Zone 0 (International) / Validity : None Ex ia G Zone 0 (Korea) / Validity : None Ex ia G Zone 0 (North America) / Validity : None Ex ia G Zone 0 (United Kingdom) / Validity : None Ex ib G Zone 1 (Japan) / Validity : 24.05.2024 Ex nA G Zone 2 (Europa) / Validity : None Ex nA G Zone 2 (International) / Validity : None Ex nA G Zone 2 (United Kingdom) / Validity : None Ex ia G Zone 0 (Europa) / Validity : None Ex ia G Zone 0 (International) / Validity : None Ex ia G Zone 0 (Korea) / Validity : None Ex ia G Zone 0 (North America) / Validity : None Ex ia G Zone 0 (United Kingdom) / Validity : None Ex nA G Zone 2 (Europa) / Validity : None Ex nA G Zone 2 (International) / Validity : None Ex nA G Zone 2 (United Kingdom) / Validity : None Ex ia G Zone 0 (Europa) / Validity : None Ex ia G Zone 0 (International) / Validity : None Ex ia G Zone 0 (Korea) / Validity : None Ex ia G Zone 0 (North America) / Validity : None Ex ia G Zone 0 (United Kingdom) / Validity : None Ex nA G Zone 2 (Europa) / Validity : None Ex nA G Zone 2 (International) / Validity : None Ex nA G Zone 2 (United Kingdom) / Validity : None Ex ia G Zone 0 (Europa) / Validity : None Ex ia G Zone 0 (International) / Validity : None Ex ia G Zone 0 (Korea) / Validity : None Ex ia G Zone 0 (North America) / Validity : None Ex ia G Zone 0 (United Kingdom) / Validity : None Ex nA G Zone 2 (Europa) / Validity : None Ex nA G Zone 2 (International) / Validity : None Ex nA G Zone 2 (United Kingdom) / Validity : None Ex ia G Zone 0 (Europa) / Validity : None Ex ia G Zone 0 (International) / Validity : None Ex ia G Zone 0 (Korea) / Validity : None Ex ia G Zone 0 (North America) / Validity : None Ex ia G Zone 0 (United Kingdom) / Validity : None Ex nA G Zone 2 (Europa) / Validity : None Ex nA G Zone 2 (International) / Validity : None Ex nA G Zone 2 (United Kingdom) / Validity : None Ex ia G Zone 0 (Europa) / Validity : None Ex ia G Zone 0 (International) / Validity : None Ex ia G Zone 0 (Korea) / Validity : None Ex ia G Zone 0 (North America) / Validity : None Ex ia G Zone 0 (United Kingdom) / Validity : None Ex nA G Zone 2 (Europa) / Validity : None Ex nA G Zone 2 (International) / Validity : None Ex nA G Zone 2 (United Kingdom) / Validity : None Ex ia G Zone 0 (Europa) / Validity : None Ex ia G Zone 0 (International) / Validity : None Ex ia G Zone 0 (Korea) / Validity : None Ex ia G Zone 0 (North America) / Validity : None Ex ia G Zone 0 (United Kingdom) / Validity : None Ex nA G Zone 2 (Europa) / Validity : None Ex nA G Zone 2 (International) / Validity : None Ex nA G Zone 2 (United Kingdom) / Validity : None Ex ia G Zone 0 (Europa) / Validity : None Ex ia G Zone 0 (International) / Validity : None Ex ia G Zone 0 (Korea) / Validity : None Ex ia G Zone 0 (North America) / Validity : None Ex ia G Zone 0 (United Kingdom) / Validity : None Ex nA G Zone 2 (Europa) / Validity : None Ex nA G Zone 2 (International) / Validity : None Ex nA G Zone 2 (United Kingdom) / Validity : None Ex ia G Zone 0 (Europa) / Validity : None Ex ia G Zone 0 (International) / Validity : None Ex ia G Zone 0 (Korea) / Validity : None Ex ia G Zone 0 (North America) / Validity : None Ex ia G Zone 0 (United Kingdom) / Validity : None Ex nA G Zone 2 (Europa) / Validity : None Ex nA G Zone 2 (International) / Validity : None Ex nA G Zone 2 (United Kingdom) / Validity : None Ex ia G Zone 0 (Europa) / Validity : None Ex ia G Zone 0 (International) / Validity : None Ex ia G Zone 0 (Korea) / Validity : None Ex ia G Zone 0 (North America) / Validity : None Ex ia G Zone 0 (United Kingdom) / Validity : None Ex nA G Zone 2 (Europa) / Validity : None Ex nA G Zone 2 (International) / Validity : None Ex nA G Zone 2 (United Kingdom) / Validity : None Ex ia G Zone 0 (Europa) / Validity : None Ex ia G Zone 0 (International) / Validity : None Ex ia G Zone 0 (Korea) / Validity : None Ex ia G Zone 0 (North America) / Validity : None Ex ia G Zone 0 (United Kingdom) / Validity : None Ex nA G Zone 2 (Europa) / Validity : None Ex nA G Zone 2 (International) / Validity : None Ex nA G Zone 2 (United Kingdom) / Validity : None Ex ia G Zone 0 (Europa) / Validity : None Ex ia G Zone 0 (International) / Validity : None Ex ia G Zone 0 (Korea) / Validity : None Ex ia G Zone 0 (North America) / Validity : None Ex ia G Zone 0 (United Kingdom) / Validity : None Ex nA G Zone 2 (Europa) / Validity : None Ex nA G Zone 2 (International) / Validity : None Ex nA G Zone 2 (United Kingdom) / Validity : None Ex ia G Zone 0 (Europa) / Validity : None Ex ia G Zone 0 (International) / Validity : None Ex ia G Zone 0 (Korea) / Validity : None Ex ia G Zone 0 (North America) / Validity : None Ex ia G Zone 0 (United Kingdom) / Validity : None Ex nA G Zone 2 (Europa) / Validity : None Ex nA G Zone 2 (International) / Validity : None Ex nA G Zone 2 (United Kingdom) / Validity : None Ex ia G Zone 0 (Europa) / Validity : None Ex ia G Zone 0 (International) / Validity : None Ex ia G Zone 0 (Korea) / Validity : None Ex ia G Zone 0 (North America) / Validity : None Ex ia G Zone 0 (United Kingdom) / Validity : None Ex nA G Zone 2 (Europa) / Validity : None Ex nA G Zone 2 (International) / Validity : None Ex nA G Zone 2 (United Kingdom) / Validity : None Ex ia G Zone 0 (Europa) / Validity : None Ex ia G Zone 0 (International) / Validity : None Ex ia G Zone 0 (Korea) / Validity : None Ex ia G Zone 0 (North America) / Validity : None Ex ia G Zone 0 (United Kingdom) / Validity : None Ex nA G Zone 2 (Europa) / Validity : None Ex nA G Zone 2 (International) / Validity : None Ex nA G Zone 2 (United Kingdom) / Validity : None Ex ia G Zone 0 (Europa) / Validity : None Ex ia G Zone 0 (International) / Validity : None Ex ia G Zone 0 (Korea) / Validity : None Ex ia G Zone 0 (North America) / Validity : None Ex ia G Zone 0 (United Kingdom) / Validity : None Ex nA G Zone 2 (Europa) / Validity : None Ex nA G Zone 2 (International) / Validity : None Ex nA G Zone 2 (United Kingdom) / Validity : None Ex ia G Zone 0 (Europa) / Validity : None Ex ia G Zone 0 (International) / Validity : None Ex ia G Zone 0 (Korea) / Validity : None Ex ia G Zone 0 (North America) / Validity : None Ex ia G Zone 0 (United Kingdom) / Validity : None Ex nA G Zone 2 (Europa) / Validity : None Ex nA G Zone 2 (International) / Validity : None Ex nA G Zone 2 (United Kingdom) / Validity : None Ex ia G Zone 0 (Europa) / Validity : None Ex ia G Zone 0 (International) / Validity : None Ex ia G Zone 0 (Korea) / Validity : None Ex ia G Zone 0 (North America) / Validity : None Ex ia G Zone 0 (United Kingdom) / Validity : None Ex nA G Zone 2 (Europa) / Validity : None Ex nA G Zone 2 (International) / Validity : None Ex nA G Zone 2 (United Kingdom) / Validity : None Ex ia G Zone 0 (Europa) / Validity : None Ex ia G Zone 0 (International) / Validity : None Ex ia G Zone 0 (Korea) / Validity : None Ex ia G Zone 0 (North America) / Validity : None Ex ia G Zone 0 (United Kingdom) / Validity : None Ex nA G Zone 2 (Europa) / Validity : None Ex nA G Zone 2 (International) / Validity : None Ex nA G Zone 2 (United Kingdom) / Validity : None Ex ia G Zone 0 (Europa) / Validity : None Ex ia G Zone 0 (International) / Validity : None Ex ia G Zone 0 (North America) / Validity : None Ex ia G Zone 0 (United Kingdom) / Validity : None Ex nA G Zone 2 (Europa) / Validity : None Ex nA G Zone 2 (International) / Validity : None Ex nA G Zone 2 (United Kingdom) / Validity : None Ex ia G Zone 0 (Europa) / Validity : None Ex ia G Zone 0 (International) / Validity : None Ex ia G Zone 0 (North America) / Validity : None Ex ia G Zone 0 (United Kingdom) / Validity : None Ex nA G Zone 2 (Europa) / Validity : None Ex nA G Zone 2 (International) / Validity : None Ex nA G Zone 2 (United Kingdom) / Validity : None Ex ia G Zone 0 (Europa) / Validity : None Ex ia G Zone 0 (International) / Validity : None Ex ia G Zone 0 (North America) / Validity : None Ex ia G Zone 0 (United Kingdom) / Validity : None Ex nA G Zone 2 (Europa) / Validity : None Ex nA G Zone 2 (International) / Validity : None Ex nA G Zone 2 (United Kingdom) / Validity : None Ex ia G Zone 0 (Europa) / Validity : None Ex ia G Zone 0 (International) / Validity : None Ex ia G Zone 0 (Korea) / Validity : None Ex ia G Zone 0 (North America) / Validity : None Ex ia G Zone 0 (United Kingdom) / Validity : None Ex nA G Zone 2 (Europa) / Validity : None Ex nA G Zone 2 (International) / Validity : None Ex nA G Zone 2 (United Kingdom) / Validity : None Ex ia G Zone 0 (Europa) / Validity : None Ex ia G Zone 0 (International) / Validity : None Ex ia G Zone 0 (North America) / Validity : None Ex ia G Zone 0 (Russia, Belarus, Kyrgyzstan, Armenia, Kazakhstan) / Validity : 18.02.2026 Ex nA G Zone 2 (Europa) / Validity : None Ex nA G Zone 2 (International) / Validity : None Ex nA G Zone 2 (North America) / Validity : None Ex nA G Zone 2 (Russia, Belarus, Kyrgyzstan, Armenia, Kazakhstan) / Validity : 18.02.2026
CP515-111 | 143-515-000-11x | CP515-111 Piezoelectric Dynamic Pressure Sensor | GaPO4 pressure sensor, matching IPC 704_511, -70°C to 560°C, 90 pC/bar, nominal pressure 0 to 50 bar, maximal pressure 100 bar, 5 m integral MI cable with overbraid, VM 7/16" high temp connector, Ex approved | CPxxx, IPC707, GSI127, EC069, EC112, EC119, EC222, MA Seal, CG505, ABAxxx, JB105, JB116 | Ex ia G Zone 0 (Europa) / Validity : None Ex ia G Zone 0 (International) / Validity : None Ex ia G Zone 0 (Korea) / Validity : None Ex ia G Zone 0 (North America) / Validity : None Ex ia G Zone 0 (United Kingdom) / Validity : None Ex nA G Zone 2 (Europa) / Validity : None Ex nA G Zone 2 (International) / Validity : None Ex nA G Zone 2 (United Kingdom) / Validity : None Ex ia G Zone 0 (Europa) / Validity : None Ex ia G Zone 0 (International) / Validity : None Ex ia G Zone 0 (Korea) / Validity : None Ex ia G Zone 0 (North America) / Validity : None Ex ia G Zone 0 (United Kingdom) / Validity : None Ex nA G Zone 2 (Europa) / Validity : None Ex nA G Zone 2 (International) / Validity : None Ex nA G Zone 2 (United Kingdom) / Validity : None Ex ia G Zone 0 (Europa) / Validity : None Ex ia G Zone 0 (International) / Validity : None Ex ia G Zone 0 (Korea) / Validity : None Ex ia G Zone 0 (North America) / Validity : None Ex ia G Zone 0 (United Kingdom) / Validity : None Ex nA G Zone 2 (Europa) / Validity : None Ex nA G Zone 2 (International) / Validity : None Ex nA G Zone 2 (United Kingdom) / Validity : None Ex ia G Zone 0 (Europa) / Validity : None Ex ia G Zone 0 (International) / Validity : None Ex ia G Zone 0 (Korea) / Validity : None Ex ia G Zone 0 (North America) / Validity : None Ex ia G Zone 0 (United Kingdom) / Validity : None Ex nA G Zone 2 (Europa) / Validity : None Ex nA G Zone 2 (International) / Validity : None Ex nA G Zone 2 (United Kingdom) / Validity : None Ex ia G Zone 0 (Europa) / Validity : None Ex ia G Zone 0 (International) / Validity : None Ex ia G Zone 0 (Korea) / Validity : None Ex ia G Zone 0 (North America) / Validity : None Ex ia G Zone 0 (United Kingdom) / Validity : None Ex nA G Zone 2 (Europa) / Validity : None Ex nA G Zone 2 (International) / Validity : None Ex nA G Zone 2 (United Kingdom) / Validity : None Ex ia G Zone 0 (Europa) / Validity : None Ex ia G Zone 0 (International) / Validity : None Ex ia G Zone 0 (Korea) / Validity : None Ex ia G Zone 0 (North America) / Validity : None Ex ia G Zone 0 (United Kingdom) / Validity : None Ex nA G Zone 2 (Europa) / Validity : None Ex nA G Zone 2 (International) / Validity : None Ex nA G Zone 2 (United Kingdom) / Validity : None Ex ia G Zone 0 (Europa) / Validity : None Ex ia G Zone 0 (International) / Validity : None Ex ia G Zone 0 (Korea) / Validity : None Ex ia G Zone 0 (North America) / Validity : None Ex ia G Zone 0 (United Kingdom) / Validity : None Ex nA G Zone 2 (Europa) / Validity : None Ex nA G Zone 2 (International) / Validity : None Ex nA G Zone 2 (United Kingdom) / Validity : None Ex ia G Zone 0 (Europa) / Validity : None Ex ia G Zone 0 (International) / Validity : None Ex ia G Zone 0 (Korea) / Validity : None Ex ia G Zone 0 (North America) / Validity : None Ex ia G Zone 0 (United Kingdom) / Validity : None Ex nA G Zone 2 (Europa) / Validity : None Ex nA G Zone 2 (International) / Validity : None Ex nA G Zone 2 (United Kingdom) / Validity : None Ex ia G Zone 0 (Europa) / Validity : None Ex ia G Zone 0 (International) / Validity : None Ex ia G Zone 0 (Korea) / Validity : None Ex ia G Zone 0 (North America) / Validity : None Ex ia G Zone 0 (United Kingdom) / Validity : None Ex nA G Zone 2 (Europa) / Validity : None Ex nA G Zone 2 (International) / Validity : None Ex nA G Zone 2 (United Kingdom) / Validity : None Ex ia G Zone 0 (Europa) / Validity : None Ex ia G Zone 0 (International) / Validity : None Ex ia G Zone 0 (Korea) / Validity : None Ex ia G Zone 0 (North America) / Validity : None Ex ia G Zone 0 (United Kingdom) / Validity : None Ex nA G Zone 2 (Europa) / Validity : None Ex nA G Zone 2 (International) / Validity : None Ex nA G Zone 2 (United Kingdom) / Validity : None Ex ia G Zone 0 (Europa) / Validity : None Ex ia G Zone 0 (International) / Validity : None Ex ia G Zone 0 (Korea) / Validity : None Ex ia G Zone 0 (North America) / Validity : None Ex ia G Zone 0 (United Kingdom) / Validity : None Ex nA G Zone 2 (Europa) / Validity : None Ex nA G Zone 2 (International) / Validity : None Ex nA G Zone 2 (United Kingdom) / Validity : None Ex ia G Zone 0 (Europa) / Validity : None Ex ia G Zone 0 (International) / Validity : None Ex ia G Zone 0 (Korea) / Validity : None Ex ia G Zone 0 (North America) / Validity : None Ex ia G Zone 0 (United Kingdom) / Validity : None Ex nA G Zone 2 (Europa) / Validity : None Ex nA G Zone 2 (International) / Validity : None Ex nA G Zone 2 (United Kingdom) / Validity : None Ex ia G Zone 0 (Europa) / Validity : None Ex ia G Zone 0 (International) / Validity : None Ex ia G Zone 0 (Korea) / Validity : None Ex ia G Zone 0 (North America) / Validity : None Ex ia G Zone 0 (United Kingdom) / Validity : None Ex nA G Zone 2 (Europa) / Validity : None Ex nA G Zone 2 (International) / Validity : None Ex nA G Zone 2 (United Kingdom) / Validity : None Ex ia G Zone 0 (Europa) / Validity : None Ex ia G Zone 0 (International) / Validity : None Ex ia G Zone 0 (Korea) / Validity : None Ex ia G Zone 0 (North America) / Validity : None Ex ia G Zone 0 (United Kingdom) / Validity : None Ex nA G Zone 2 (Europa) / Validity : None Ex nA G Zone 2 (International) / Validity : None Ex nA G Zone 2 (United Kingdom) / Validity : None Ex ia G Zone 0 (Europa) / Validity : None Ex ia G Zone 0 (International) / Validity : None Ex ia G Zone 0 (Korea) / Validity : None Ex ia G Zone 0 (North America) / Validity : None Ex ia G Zone 0 (United Kingdom) / Validity : None Ex nA G Zone 2 (Europa) / Validity : None Ex nA G Zone 2 (International) / Validity : None Ex nA G Zone 2 (United Kingdom) / Validity : None Ex ia G Zone 0 (Europa) / Validity : None Ex ia G Zone 0 (International) / Validity : None Ex ia G Zone 0 (Korea) / Validity : None Ex ia G Zone 0 (North America) / Validity : None Ex ia G Zone 0 (United Kingdom) / Validity : None Ex nA G Zone 2 (Europa) / Validity : None Ex nA G Zone 2 (International) / Validity : None Ex nA G Zone 2 (United Kingdom) / Validity : None Ex ia G Zone 0 (Europa) / Validity : None Ex ia G Zone 0 (International) / Validity : None Ex ia G Zone 0 (Korea) / Validity : None Ex ia G Zone 0 (North America) / Validity : None Ex ia G Zone 0 (United Kingdom) / Validity : None Ex nA G Zone 2 (Europa) / Validity : None Ex nA G Zone 2 (International) / Validity : None Ex nA G Zone 2 (United Kingdom) / Validity : None Ex ia G Zone 0 (Europa) / Validity : None Ex ia G Zone 0 (International) / Validity : None Ex ia G Zone 0 (Korea) / Validity : None Ex ia G Zone 0 (North America) / Validity : None Ex ia G Zone 0 (United Kingdom) / Validity : None Ex nA G Zone 2 (Europa) / Validity : None Ex nA G Zone 2 (International) / Validity : None Ex nA G Zone 2 (United Kingdom) / Validity : None Ex ia G Zone 0 (Europa) / Validity : None Ex ia G Zone 0 (International) / Validity : None Ex ia G Zone 0 (Korea) / Validity : None Ex ia G Zone 0 (North America) / Validity : None Ex ia G Zone 0 (United Kingdom) / Validity : None Ex nA G Zone 2 (Europa) / Validity : None Ex nA G Zone 2 (International) / Validity : None Ex nA G Zone 2 (United Kingdom) / Validity : None Ex ia G Zone 0 (Europa) / Validity : None Ex ia G Zone 0 (International) / Validity : None Ex ia G Zone 0 (Korea) / Validity : None Ex ia G Zone 0 (North America) / Validity : None Ex ia G Zone 0 (United Kingdom) / Validity : None Ex nA G Zone 2 (Europa) / Validity : None Ex nA G Zone 2 (International) / Validity : None Ex nA G Zone 2 (United Kingdom) / Validity : None Ex ia G Zone 0 (Europa) / Validity : None Ex ia G Zone 0 (International) / Validity : None Ex ia G Zone 0 (Korea) / Validity : None Ex ia G Zone 0 (North America) / Validity : None Ex ia G Zone 0 (United Kingdom) / Validity : None Ex nA G Zone 2 (Europa) / Validity : None Ex nA G Zone 2 (International) / Validity : None Ex nA G Zone 2 (United Kingdom) / Validity : None Ex ia G Zone 0 (Europa) / Validity : None Ex ia G Zone 0 (International) / Validity : None Ex ia G Zone 0 (Korea) / Validity : None Ex ia G Zone 0 (North America) / Validity : None Ex ia G Zone 0 (United Kingdom) / Validity : None Ex nA G Zone 2 (Europa) / Validity : None Ex nA G Zone 2 (International) / Validity : None Ex nA G Zone 2 (United Kingdom) / Validity : None Ex ia G Zone 0 (Europa) / Validity : None Ex ia G Zone 0 (International) / Validity : None Ex ia G Zone 0 (Korea) / Validity : None Ex ia G Zone 0 (North America) / Validity : None Ex ia G Zone 0 (United Kingdom) / Validity : None Ex nA G Zone 2 (Europa) / Validity : None Ex nA G Zone 2 (International) / Validity : None Ex nA G Zone 2 (United Kingdom) / Validity : None Ex ia G Zone 0 (Europa) / Validity : None Ex ia G Zone 0 (International) / Validity : None Ex ia G Zone 0 (Korea) / Validity : None Ex ia G Zone 0 (North America) / Validity : None Ex ia G Zone 0 (United Kingdom) / Validity : None Ex nA G Zone 2 (Europa) / Validity : None Ex nA G Zone 2 (International) / Validity : None Ex nA G Zone 2 (United Kingdom) / Validity : None Ex ia G Zone 0 (Europa) / Validity : None Ex ia G Zone 0 (International) / Validity : None Ex ia G Zone 0 (Korea) / Validity : None Ex ia G Zone 0 (North America) / Validity : None Ex ia G Zone 0 (United Kingdom) / Validity : None Ex nA G Zone 2 (Europa) / Validity : None Ex nA G Zone 2 (International) / Validity : None Ex nA G Zone 2 (United Kingdom) / Validity : None Ex ia G Zone 0 (Europa) / Validity : None Ex ia G Zone 0 (International) / Validity : None Ex ia G Zone 0 (North America) / Validity : None Ex ia G Zone 0 (United Kingdom) / Validity : None Ex nA G Zone 2 (Europa) / Validity : None Ex nA G Zone 2 (International) / Validity : None Ex nA G Zone 2 (United Kingdom) / Validity : None Ex ia G Zone 0 (Europa) / Validity : None Ex ia G Zone 0 (International) / Validity : None Ex ia G Zone 0 (North America) / Validity : None Ex ia G Zone 0 (United Kingdom) / Validity : None Ex nA G Zone 2 (Europa) / Validity : None Ex nA G Zone 2 (International) / Validity : None Ex nA G Zone 2 (United Kingdom) / Validity : None Ex ia G Zone 0 (Europa) / Validity : None Ex ia G Zone 0 (International) / Validity : None Ex ia G Zone 0 (North America) / Validity : None Ex ia G Zone 0 (United Kingdom) / Validity : None Ex nA G Zone 2 (Europa) / Validity : None Ex nA G Zone 2 (International) / Validity : None Ex nA G Zone 2 (United Kingdom) / Validity : None Ex ia G Zone 0 (Europa) / Validity : None Ex ia G Zone 0 (International) / Validity : None Ex ia G Zone 0 (North America) / Validity : None Ex ia G Zone 0 (United Kingdom) / Validity : None Ex nA G Zone 2 (Europa) / Validity : None Ex nA G Zone 2 (International) / Validity : None Ex nA G Zone 2 (United Kingdom) / Validity : None Ex ia G Zone 0 (Europa) / Validity : None Ex ia G Zone 0 (International) / Validity : None Ex ia G Zone 0 (Korea) / Validity : None Ex ia G Zone 0 (North America) / Validity : None Ex ia G Zone 0 (United Kingdom) / Validity : None Ex nA G Zone 2 (Europa) / Validity : None Ex nA G Zone 2 (International) / Validity : None Ex nA G Zone 2 (United Kingdom) / Validity : None Ex ia G Zone 0 (Europa) / Validity : None Ex ia G Zone 0 (International) / Validity : None Ex ia G Zone 0 (Korea) / Validity : None Ex ia G Zone 0 (North America) / Validity : None Ex ia G Zone 0 (United Kingdom) / Validity : None Ex nA G Zone 2 (Europa) / Validity : None Ex nA G Zone 2 (International) / Validity : None Ex nA G Zone 2 (United Kingdom) / Validity : None Ex ia G Zone 0 (Europa) / Validity : None Ex ia G Zone 0 (International) / Validity : None Ex ia G Zone 0 (Korea) / Validity : None Ex ia G Zone 0 (North America) / Validity : None Ex ia G Zone 0 (United Kingdom) / Validity : None Ex nA G Zone 2 (Europa) / Validity : None Ex nA G Zone 2 (International) / Validity : None Ex nA G Zone 2 (United Kingdom) / Validity : None Ex ia G Zone 0 (Europa) / Validity : None Ex ia G Zone 0 (International) / Validity : None Ex ia G Zone 0 (Korea) / Validity : None Ex ia G Zone 0 (North America) / Validity : None Ex ia G Zone 0 (United Kingdom) / Validity : None Ex nA G Zone 2 (Europa) / Validity : None Ex nA G Zone 2 (International) / Validity : None Ex nA G Zone 2 (United Kingdom) / Validity : None Ex ia G Zone 0 (Europa) / Validity : None Ex ia G Zone 0 (International) / Validity : None Ex ia G Zone 0 (Korea) / Validity : None Ex ia G Zone 0 (North America) / Validity : None Ex ia G Zone 0 (United Kingdom) / Validity : None Ex nA G Zone 2 (Europa) / Validity : None Ex nA G Zone 2 (International) / Validity : None Ex nA G Zone 2 (United Kingdom) / Validity : None Ex ia G Zone 0 (Europa) / Validity : None Ex ia G Zone 0 (International) / Validity : None Ex ia G Zone 0 (Korea) / Validity : None Ex ia G Zone 0 (North America) / Validity : None Ex ia G Zone 0 (United Kingdom) / Validity : None Ex ib G Zone 1 (Japan) / Validity : 22.08.2025 Ex nA G Zone 2 (Europa) / Validity : None Ex nA G Zone 2 (International) / Validity : None Ex nA G Zone 2 (United Kingdom) / Validity : None Ex ia G Zone 0 (Europa) / Validity : None Ex ia G Zone 0 (International) / Validity : None Ex ia G Zone 0 (Korea) / Validity : None Ex ia G Zone 0 (North America) / Validity : None Ex ia G Zone 0 (United Kingdom) / Validity : None Ex nA G Zone 2 (Europa) / Validity : None Ex nA G Zone 2 (International) / Validity : None Ex nA G Zone 2 (United Kingdom) / Validity : None Ex ia G Zone 0 (Europa) / Validity : None Ex ia G Zone 0 (International) / Validity : None Ex ia G Zone 0 (Korea) / Validity : None Ex ia G Zone 0 (North America) / Validity : None Ex ia G Zone 0 (United Kingdom) / Validity : None Ex nA G Zone 2 (Europa) / Validity : None Ex nA G Zone 2 (International) / Validity : None Ex nA G Zone 2 (United Kingdom) / Validity : None Ex ia G Zone 0 (Europa) / Validity : None Ex ia G Zone 0 (International) / Validity : None Ex ia G Zone 0 (Korea) / Validity : None Ex ia G Zone 0 (North America) / Validity : None Ex ia G Zone 0 (United Kingdom) / Validity : None Ex ib G Zone 1 (Japan) / Validity : 24.05.2024 Ex nA G Zone 2 (Europa) / Validity : None Ex nA G Zone 2 (International) / Validity : None Ex nA G Zone 2 (United Kingdom) / Validity : None Ex ia G Zone 0 (Europa) / Validity : None Ex ia G Zone 0 (International) / Validity : None Ex ia G Zone 0 (Korea) / Validity : None Ex ia G Zone 0 (North America) / Validity : None Ex ia G Zone 0 (United Kingdom) / Validity : None Ex nA G Zone 2 (Europa) / Validity : None Ex nA G Zone 2 (International) / Validity : None Ex nA G Zone 2 (United Kingdom) / Validity : None Ex ia G Zone 0 (Europa) / Validity : None Ex ia G Zone 0 (International) / Validity : None Ex ia G Zone 0 (Korea) / Validity : None Ex ia G Zone 0 (North America) / Validity : None Ex ia G Zone 0 (United Kingdom) / Validity : None Ex nA G Zone 2 (Europa) / Validity : None Ex nA G Zone 2 (International) / Validity : None Ex nA G Zone 2 (United Kingdom) / Validity : None Ex ia G Zone 0 (Europa) / Validity : None Ex ia G Zone 0 (International) / Validity : None Ex ia G Zone 0 (Korea) / Validity : None Ex ia G Zone 0 (North America) / Validity : None Ex ia G Zone 0 (United Kingdom) / Validity : None Ex nA G Zone 2 (Europa) / Validity : None Ex nA G Zone 2 (International) / Validity : None Ex nA G Zone 2 (United Kingdom) / Validity : None Ex ia G Zone 0 (Europa) / Validity : None Ex ia G Zone 0 (International) / Validity : None Ex ia G Zone 0 (Korea) / Validity : None Ex ia G Zone 0 (North America) / Validity : None Ex ia G Zone 0 (United Kingdom) / Validity : None Ex nA G Zone 2 (Europa) / Validity : None Ex nA G Zone 2 (International) / Validity : None Ex nA G Zone 2 (United Kingdom) / Validity : None Ex ia G Zone 0 (Europa) / Validity : None Ex ia G Zone 0 (International) / Validity : None Ex ia G Zone 0 (Korea) / Validity : None Ex ia G Zone 0 (North America) / Validity : None Ex ia G Zone 0 (United Kingdom) / Validity : None Ex nA G Zone 2 (Europa) / Validity : None Ex nA G Zone 2 (International) / Validity : None Ex nA G Zone 2 (United Kingdom) / Validity : None Ex ia G Zone 0 (Europa) / Validity : None Ex ia G Zone 0 (International) / Validity : None Ex ia G Zone 0 (Korea) / Validity : None Ex ia G Zone 0 (North America) / Validity : None Ex ia G Zone 0 (United Kingdom) / Validity : None Ex nA G Zone 2 (Europa) / Validity : None Ex nA G Zone 2 (International) / Validity : None Ex nA G Zone 2 (United Kingdom) / Validity : None Ex ia G Zone 0 (Europa) / Validity : None Ex ia G Zone 0 (International) / Validity : None Ex ia G Zone 0 (Korea) / Validity : None Ex ia G Zone 0 (North America) / Validity : None Ex ia G Zone 0 (United Kingdom) / Validity : None Ex nA G Zone 2 (Europa) / Validity : None Ex nA G Zone 2 (International) / Validity : None Ex nA G Zone 2 (United Kingdom) / Validity : None Ex ia G Zone 0 (Europa) / Validity : None Ex ia G Zone 0 (International) / Validity : None Ex ia G Zone 0 (Korea) / Validity : None Ex ia G Zone 0 (North America) / Validity : None Ex ia G Zone 0 (United Kingdom) / Validity : None Ex nA G Zone 2 (Europa) / Validity : None Ex nA G Zone 2 (International) / Validity : None Ex nA G Zone 2 (United Kingdom) / Validity : None Ex ia G Zone 0 (Europa) / Validity : None Ex ia G Zone 0 (International) / Validity : None Ex ia G Zone 0 (Korea) / Validity : None Ex ia G Zone 0 (North America) / Validity : None Ex ia G Zone 0 (United Kingdom) / Validity : None Ex nA G Zone 2 (Europa) / Validity : None Ex nA G Zone 2 (International) / Validity : None Ex nA G Zone 2 (United Kingdom) / Validity : None Ex ia G Zone 0 (Europa) / Validity : None Ex ia G Zone 0 (International) / Validity : None Ex ia G Zone 0 (Korea) / Validity : None Ex ia G Zone 0 (North America) / Validity : None Ex ia G Zone 0 (United Kingdom) / Validity : None Ex nA G Zone 2 (Europa) / Validity : None Ex nA G Zone 2 (International) / Validity : None Ex nA G Zone 2 (United Kingdom) / Validity : None Ex ia G Zone 0 (Europa) / Validity : None Ex ia G Zone 0 (International) / Validity : None Ex ia G Zone 0 (Korea) / Validity : None Ex ia G Zone 0 (North America) / Validity : None Ex ia G Zone 0 (United Kingdom) / Validity : None Ex nA G Zone 2 (Europa) / Validity : None Ex nA G Zone 2 (International) / Validity : None Ex nA G Zone 2 (United Kingdom) / Validity : None Ex ia G Zone 0 (Europa) / Validity : None Ex ia G Zone 0 (International) / Validity : None Ex ia G Zone 0 (Korea) / Validity : None Ex ia G Zone 0 (North America) / Validity : None Ex ia G Zone 0 (United Kingdom) / Validity : None Ex nA G Zone 2 (Europa) / Validity : None Ex nA G Zone 2 (International) / Validity : None Ex nA G Zone 2 (United Kingdom) / Validity : None Ex ia G Zone 0 (Europa) / Validity : None Ex ia G Zone 0 (International) / Validity : None Ex ia G Zone 0 (Korea) / Validity : None Ex ia G Zone 0 (North America) / Validity : None Ex ia G Zone 0 (United Kingdom) / Validity : None Ex nA G Zone 2 (Europa) / Validity : None Ex nA G Zone 2 (International) / Validity : None Ex nA G Zone 2 (United Kingdom) / Validity : None Ex ia G Zone 0 (Europa) / Validity : None Ex ia G Zone 0 (International) / Validity : None Ex ia G Zone 0 (Korea) / Validity : None Ex ia G Zone 0 (North America) / Validity : None Ex ia G Zone 0 (United Kingdom) / Validity : None Ex nA G Zone 2 (Europa) / Validity : None Ex nA G Zone 2 (International) / Validity : None Ex nA G Zone 2 (United Kingdom) / Validity : None Ex ia G Zone 0 (Europa) / Validity : None Ex ia G Zone 0 (International) / Validity : None Ex ia G Zone 0 (Korea) / Validity : None Ex ia G Zone 0 (North America) / Validity : None Ex ia G Zone 0 (United Kingdom) / Validity : None Ex nA G Zone 2 (Europa) / Validity : None Ex nA G Zone 2 (International) / Validity : None Ex nA G Zone 2 (United Kingdom) / Validity : None Ex ia G Zone 0 (Europa) / Validity : None Ex ia G Zone 0 (International) / Validity : None Ex ia G Zone 0 (Korea) / Validity : None Ex ia G Zone 0 (North America) / Validity : None Ex ia G Zone 0 (United Kingdom) / Validity : None Ex nA G Zone 2 (Europa) / Validity : None Ex nA G Zone 2 (International) / Validity : None Ex nA G Zone 2 (United Kingdom) / Validity : None Ex ia G Zone 0 (Europa) / Validity : None Ex ia G Zone 0 (International) / Validity : None Ex ia G Zone 0 (Korea) / Validity : None Ex ia G Zone 0 (North America) / Validity : None Ex ia G Zone 0 (United Kingdom) / Validity : None Ex nA G Zone 2 (Europa) / Validity : None Ex nA G Zone 2 (International) / Validity : None Ex nA G Zone 2 (United Kingdom) / Validity : None Ex ia G Zone 0 (Europa) / Validity : None Ex ia G Zone 0 (International) / Validity : None Ex ia G Zone 0 (Korea) / Validity : None Ex ia G Zone 0 (North America) / Validity : None Ex ia G Zone 0 (United Kingdom) / Validity : None Ex nA G Zone 2 (Europa) / Validity : None Ex nA G Zone 2 (International) / Validity : None Ex nA G Zone 2 (United Kingdom) / Validity : None Ex ia G Zone 0 (Europa) / Validity : None Ex ia G Zone 0 (International) / Validity : None Ex ia G Zone 0 (North America) / Validity : None Ex ia G Zone 0 (United Kingdom) / Validity : None Ex nA G Zone 2 (Europa) / Validity : None Ex nA G Zone 2 (International) / Validity : None Ex nA G Zone 2 (United Kingdom) / Validity : None Ex ia G Zone 0 (Europa) / Validity : None Ex ia G Zone 0 (International) / Validity : None Ex ia G Zone 0 (North America) / Validity : None Ex ia G Zone 0 (United Kingdom) / Validity : None Ex nA G Zone 2 (Europa) / Validity : None Ex nA G Zone 2 (International) / Validity : None Ex nA G Zone 2 (United Kingdom) / Validity : None Ex ia G Zone 0 (Europa) / Validity : None Ex ia G Zone 0 (International) / Validity : None Ex ia G Zone 0 (North America) / Validity : None Ex ia G Zone 0 (United Kingdom) / Validity : None Ex nA G Zone 2 (Europa) / Validity : None Ex nA G Zone 2 (International) / Validity : None Ex nA G Zone 2 (United Kingdom) / Validity : None Ex ia G Zone 0 (Europa) / Validity : None Ex ia G Zone 0 (International) / Validity : None Ex ia G Zone 0 (Korea) / Validity : None Ex ia G Zone 0 (North America) / Validity : None Ex ia G Zone 0 (United Kingdom) / Validity : None Ex nA G Zone 2 (Europa) / Validity : None Ex nA G Zone 2 (International) / Validity : None Ex nA G Zone 2 (United Kingdom) / Validity : None Ex ia G Zone 0 (Europa) / Validity : None Ex ia G Zone 0 (International) / Validity : None Ex ia G Zone 0 (North America) / Validity : None Ex ia G Zone 0 (Russia, Belarus, Kyrgyzstan, Armenia, Kazakhstan) / Validity : 18.02.2026 Ex nA G Zone 2 (Europa) / Validity : None Ex nA G Zone 2 (International) / Validity : None Ex nA G Zone 2 (North America) / Validity : None Ex nA G Zone 2 (Russia, Belarus, Kyrgyzstan, Armenia, Kazakhstan) / Validity : 18.02.2026
CP522-012 | 143-522-000-01x | CP522-012 Piezoelectric Dynamic Pressure Sensor | GaPO4 pressure sensor, matching IPC 704_511, -70°C to 560°C, 90 pC/bar, nominal pressure 0 to 50 bar, maximal pressure 100 bar, 3 m integral MI cable, VM 7/16" high temp connector and mounting adaptor, Ex approved | CPxxx, IPC707, GSI127, EC069, EC112, EC119, EC222, MA Seal, CG505, ABAxxx, JB105, JB116 | Ex ia G Zone 0 (Europa) / Validity : None Ex ia G Zone 0 (International) / Validity : None Ex ia G Zone 0 (Korea) / Validity : None Ex ia G Zone 0 (North America) / Validity : None Ex ia G Zone 0 (United Kingdom) / Validity : None Ex nA G Zone 2 (Europa) / Validity : None Ex nA G Zone 2 (International) / Validity : None Ex nA G Zone 2 (United Kingdom) / Validity : None Ex ia G Zone 0 (Europa) / Validity : None Ex ia G Zone 0 (International) / Validity : None Ex ia G Zone 0 (Korea) / Validity : None Ex ia G Zone 0 (North America) / Validity : None Ex ia G Zone 0 (United Kingdom) / Validity : None Ex nA G Zone 2 (Europa) / Validity : None Ex nA G Zone 2 (International) / Validity : None Ex nA G Zone 2 (United Kingdom) / Validity : None Ex ia G Zone 0 (Europa) / Validity : None Ex ia G Zone 0 (International) / Validity : None Ex ia G Zone 0 (Korea) / Validity : None Ex ia G Zone 0 (North America) / Validity : None Ex ia G Zone 0 (United Kingdom) / Validity : None Ex nA G Zone 2 (Europa) / Validity : None Ex nA G Zone 2 (International) / Validity : None Ex nA G Zone 2 (United Kingdom) / Validity : None Ex ia G Zone 0 (Europa) / Validity : None Ex ia G Zone 0 (International) / Validity : None Ex ia G Zone 0 (Korea) / Validity : None Ex ia G Zone 0 (North America) / Validity : None Ex ia G Zone 0 (United Kingdom) / Validity : None Ex nA G Zone 2 (Europa) / Validity : None Ex nA G Zone 2 (International) / Validity : None Ex nA G Zone 2 (United Kingdom) / Validity : None Ex ia G Zone 0 (Europa) / Validity : None Ex ia G Zone 0 (International) / Validity : None Ex ia G Zone 0 (Korea) / Validity : None Ex ia G Zone 0 (North America) / Validity : None Ex ia G Zone 0 (United Kingdom) / Validity : None Ex nA G Zone 2 (Europa) / Validity : None Ex nA G Zone 2 (International) / Validity : None Ex nA G Zone 2 (United Kingdom) / Validity : None Ex ia G Zone 0 (Europa) / Validity : None Ex ia G Zone 0 (International) / Validity : None Ex ia G Zone 0 (Korea) / Validity : None Ex ia G Zone 0 (North America) / Validity : None Ex ia G Zone 0 (United Kingdom) / Validity : None Ex nA G Zone 2 (Europa) / Validity : None Ex nA G Zone 2 (International) / Validity : None Ex nA G Zone 2 (United Kingdom) / Validity : None Ex ia G Zone 0 (Europa) / Validity : None Ex ia G Zone 0 (International) / Validity : None Ex ia G Zone 0 (Korea) / Validity : None Ex ia G Zone 0 (North America) / Validity : None Ex ia G Zone 0 (United Kingdom) / Validity : None Ex nA G Zone 2 (Europa) / Validity : None Ex nA G Zone 2 (International) / Validity : None Ex nA G Zone 2 (United Kingdom) / Validity : None Ex ia G Zone 0 (Europa) / Validity : None Ex ia G Zone 0 (International) / Validity : None Ex ia G Zone 0 (Korea) / Validity : None Ex ia G Zone 0 (North America) / Validity : None Ex ia G Zone 0 (United Kingdom) / Validity : None Ex nA G Zone 2 (Europa) / Validity : None Ex nA G Zone 2 (International) / Validity : None Ex nA G Zone 2 (United Kingdom) / Validity : None Ex ia G Zone 0 (Europa) / Validity : None Ex ia G Zone 0 (International) / Validity : None Ex ia G Zone 0 (Korea) / Validity : None Ex ia G Zone 0 (North America) / Validity : None Ex ia G Zone 0 (United Kingdom) / Validity : None Ex nA G Zone 2 (Europa) / Validity : None Ex nA G Zone 2 (International) / Validity : None Ex nA G Zone 2 (United Kingdom) / Validity : None Ex ia G Zone 0 (Europa) / Validity : None Ex ia G Zone 0 (International) / Validity : None Ex ia G Zone 0 (Korea) / Validity : None Ex ia G Zone 0 (North America) / Validity : None Ex ia G Zone 0 (United Kingdom) / Validity : None Ex nA G Zone 2 (Europa) / Validity : None Ex nA G Zone 2 (International) / Validity : None Ex nA G Zone 2 (United Kingdom) / Validity : None Ex ia G Zone 0 (Europa) / Validity : None Ex ia G Zone 0 (International) / Validity : None Ex ia G Zone 0 (Korea) / Validity : None Ex ia G Zone 0 (North America) / Validity : None Ex ia G Zone 0 (United Kingdom) / Validity : None Ex nA G Zone 2 (Europa) / Validity : None Ex nA G Zone 2 (International) / Validity : None Ex nA G Zone 2 (United Kingdom) / Validity : None Ex ia G Zone 0 (Europa) / Validity : None Ex ia G Zone 0 (International) / Validity : None Ex ia G Zone 0 (Korea) / Validity : None Ex ia G Zone 0 (North America) / Validity : None Ex ia G Zone 0 (United Kingdom) / Validity : None Ex nA G Zone 2 (Europa) / Validity : None Ex nA G Zone 2 (International) / Validity : None Ex nA G Zone 2 (United Kingdom) / Validity : None Ex ia G Zone 0 (Europa) / Validity : None Ex ia G Zone 0 (International) / Validity : None Ex ia G Zone 0 (Korea) / Validity : None Ex ia G Zone 0 (North America) / Validity : None Ex ia G Zone 0 (United Kingdom) / Validity : None Ex nA G Zone 2 (Europa) / Validity : None Ex nA G Zone 2 (International) / Validity : None Ex nA G Zone 2 (United Kingdom) / Validity : None Ex ia G Zone 0 (Europa) / Validity : None Ex ia G Zone 0 (International) / Validity : None Ex ia G Zone 0 (Korea) / Validity : None Ex ia G Zone 0 (North America) / Validity : None Ex ia G Zone 0 (United Kingdom) / Validity : None Ex nA G Zone 2 (Europa) / Validity : None Ex nA G Zone 2 (International) / Validity : None Ex nA G Zone 2 (United Kingdom) / Validity : None Ex ia G Zone 0 (Europa) / Validity : None Ex ia G Zone 0 (International) / Validity : None Ex ia G Zone 0 (Korea) / Validity : None Ex ia G Zone 0 (North America) / Validity : None Ex ia G Zone 0 (United Kingdom) / Validity : None Ex nA G Zone 2 (Europa) / Validity : None Ex nA G Zone 2 (International) / Validity : None Ex nA G Zone 2 (United Kingdom) / Validity : None Ex ia G Zone 0 (Europa) / Validity : None Ex ia G Zone 0 (International) / Validity : None Ex ia G Zone 0 (Korea) / Validity : None Ex ia G Zone 0 (North America) / Validity : None Ex ia G Zone 0 (United Kingdom) / Validity : None Ex nA G Zone 2 (Europa) / Validity : None Ex nA G Zone 2 (International) / Validity : None Ex nA G Zone 2 (United Kingdom) / Validity : None Ex ia G Zone 0 (Europa) / Validity : None Ex ia G Zone 0 (International) / Validity : None Ex ia G Zone 0 (Korea) / Validity : None Ex ia G Zone 0 (North America) / Validity : None Ex ia G Zone 0 (United Kingdom) / Validity : None Ex nA G Zone 2 (Europa) / Validity : None Ex nA G Zone 2 (International) / Validity : None Ex nA G Zone 2 (United Kingdom) / Validity : None Ex ia G Zone 0 (Europa) / Validity : None Ex ia G Zone 0 (International) / Validity : None Ex ia G Zone 0 (Korea) / Validity : None Ex ia G Zone 0 (North America) / Validity : None Ex ia G Zone 0 (United Kingdom) / Validity : None Ex nA G Zone 2 (Europa) / Validity : None Ex nA G Zone 2 (International) / Validity : None Ex nA G Zone 2 (United Kingdom) / Validity : None Ex ia G Zone 0 (Europa) / Validity : None Ex ia G Zone 0 (International) / Validity : None Ex ia G Zone 0 (Korea) / Validity : None Ex ia G Zone 0 (North America) / Validity : None Ex ia G Zone 0 (United Kingdom) / Validity : None Ex nA G Zone 2 (Europa) / Validity : None Ex nA G Zone 2 (International) / Validity : None Ex nA G Zone 2 (United Kingdom) / Validity : None Ex ia G Zone 0 (Europa) / Validity : None Ex ia G Zone 0 (International) / Validity : None Ex ia G Zone 0 (Korea) / Validity : None Ex ia G Zone 0 (North America) / Validity : None Ex ia G Zone 0 (United Kingdom) / Validity : None Ex nA G Zone 2 (Europa) / Validity : None Ex nA G Zone 2 (International) / Validity : None Ex nA G Zone 2 (United Kingdom) / Validity : None Ex ia G Zone 0 (Europa) / Validity : None Ex ia G Zone 0 (International) / Validity : None Ex ia G Zone 0 (Korea) / Validity : None Ex ia G Zone 0 (North America) / Validity : None Ex ia G Zone 0 (United Kingdom) / Validity : None Ex nA G Zone 2 (Europa) / Validity : None Ex nA G Zone 2 (International) / Validity : None Ex nA G Zone 2 (United Kingdom) / Validity : None Ex ia G Zone 0 (Europa) / Validity : None Ex ia G Zone 0 (International) / Validity : None Ex ia G Zone 0 (Korea) / Validity : None Ex ia G Zone 0 (North America) / Validity : None Ex ia G Zone 0 (United Kingdom) / Validity : None Ex nA G Zone 2 (Europa) / Validity : None Ex nA G Zone 2 (International) / Validity : None Ex nA G Zone 2 (United Kingdom) / Validity : None Ex ia G Zone 0 (Europa) / Validity : None Ex ia G Zone 0 (International) / Validity : None Ex ia G Zone 0 (Korea) / Validity : None Ex ia G Zone 0 (North America) / Validity : None Ex ia G Zone 0 (United Kingdom) / Validity : None Ex nA G Zone 2 (Europa) / Validity : None Ex nA G Zone 2 (International) / Validity : None Ex nA G Zone 2 (United Kingdom) / Validity : None Ex ia G Zone 0 (Europa) / Validity : None Ex ia G Zone 0 (International) / Validity : None Ex ia G Zone 0 (Korea) / Validity : None Ex ia G Zone 0 (North America) / Validity : None Ex ia G Zone 0 (United Kingdom) / Validity : None Ex nA G Zone 2 (Europa) / Validity : None Ex nA G Zone 2 (International) / Validity : None Ex nA G Zone 2 (United Kingdom) / Validity : None Ex ia G Zone 0 (Europa) / Validity : None Ex ia G Zone 0 (International) / Validity : None Ex ia G Zone 0 (Korea) / Validity : None Ex ia G Zone 0 (North America) / Validity : None Ex ia G Zone 0 (United Kingdom) / Validity : None Ex nA G Zone 2 (Europa) / Validity : None Ex nA G Zone 2 (International) / Validity : None Ex nA G Zone 2 (United Kingdom) / Validity : None Ex ia G Zone 0 (Europa) / Validity : None Ex ia G Zone 0 (International) / Validity : None Ex ia G Zone 0 (North America) / Validity : None Ex ia G Zone 0 (United Kingdom) / Validity : None Ex nA G Zone 2 (Europa) / Validity : None Ex nA G Zone 2 (International) / Validity : None Ex nA G Zone 2 (United Kingdom) / Validity : None Ex ia G Zone 0 (Europa) / Validity : None Ex ia G Zone 0 (International) / Validity : None Ex ia G Zone 0 (North America) / Validity : None Ex ia G Zone 0 (United Kingdom) / Validity : None Ex nA G Zone 2 (Europa) / Validity : None Ex nA G Zone 2 (International) / Validity : None Ex nA G Zone 2 (United Kingdom) / Validity : None Ex ia G Zone 0 (Europa) / Validity : None Ex ia G Zone 0 (International) / Validity : None Ex ia G Zone 0 (North America) / Validity : None Ex ia G Zone 0 (United Kingdom) / Validity : None Ex nA G Zone 2 (Europa) / Validity : None Ex nA G Zone 2 (International) / Validity : None Ex nA G Zone 2 (United Kingdom) / Validity : None Ex ia G Zone 0 (Europa) / Validity : None Ex ia G Zone 0 (International) / Validity : None Ex ia G Zone 0 (North America) / Validity : None Ex ia G Zone 0 (United Kingdom) / Validity : None Ex nA G Zone 2 (Europa) / Validity : None Ex nA G Zone 2 (International) / Validity : None Ex nA G Zone 2 (United Kingdom) / Validity : None Ex ia G Zone 0 (Europa) / Validity : None Ex ia G Zone 0 (International) / Validity : None Ex ia G Zone 0 (Korea) / Validity : None Ex ia G Zone 0 (North America) / Validity : None Ex ia G Zone 0 (United Kingdom) / Validity : None Ex nA G Zone 2 (Europa) / Validity : None Ex nA G Zone 2 (International) / Validity : None Ex nA G Zone 2 (United Kingdom) / Validity : None Ex ia G Zone 0 (Europa) / Validity : None Ex ia G Zone 0 (International) / Validity : None Ex ia G Zone 0 (Korea) / Validity : None Ex ia G Zone 0 (North America) / Validity : None Ex ia G Zone 0 (United Kingdom) / Validity : None Ex nA G Zone 2 (Europa) / Validity : None Ex nA G Zone 2 (International) / Validity : None Ex nA G Zone 2 (United Kingdom) / Validity : None Ex ia G Zone 0 (Europa) / Validity : None Ex ia G Zone 0 (International) / Validity : None Ex ia G Zone 0 (Korea) / Validity : None Ex ia G Zone 0 (North America) / Validity : None Ex ia G Zone 0 (United Kingdom) / Validity : None Ex nA G Zone 2 (Europa) / Validity : None Ex nA G Zone 2 (International) / Validity : None Ex nA G Zone 2 (United Kingdom) / Validity : None Ex ia G Zone 0 (Europa) / Validity : None Ex ia G Zone 0 (International) / Validity : None Ex ia G Zone 0 (Korea) / Validity : None Ex ia G Zone 0 (North America) / Validity : None Ex ia G Zone 0 (United Kingdom) / Validity : None Ex nA G Zone 2 (Europa) / Validity : None Ex nA G Zone 2 (International) / Validity : None Ex nA G Zone 2 (United Kingdom) / Validity : None Ex ia G Zone 0 (Europa) / Validity : None Ex ia G Zone 0 (International) / Validity : None Ex ia G Zone 0 (Korea) / Validity : None Ex ia G Zone 0 (North America) / Validity : None Ex ia G Zone 0 (United Kingdom) / Validity : None Ex nA G Zone 2 (Europa) / Validity : None Ex nA G Zone 2 (International) / Validity : None Ex nA G Zone 2 (United Kingdom) / Validity : None Ex ia G Zone 0 (Europa) / Validity : None Ex ia G Zone 0 (International) / Validity : None Ex ia G Zone 0 (Korea) / Validity : None Ex ia G Zone 0 (North America) / Validity : None Ex ia G Zone 0 (United Kingdom) / Validity : None Ex ib G Zone 1 (Japan) / Validity : 22.08.2025 Ex nA G Zone 2 (Europa) / Validity : None Ex nA G Zone 2 (International) / Validity : None Ex nA G Zone 2 (United Kingdom) / Validity : None Ex ia G Zone 0 (Europa) / Validity : None Ex ia G Zone 0 (International) / Validity : None Ex ia G Zone 0 (Korea) / Validity : None Ex ia G Zone 0 (North America) / Validity : None Ex ia G Zone 0 (United Kingdom) / Validity : None Ex nA G Zone 2 (Europa) / Validity : None Ex nA G Zone 2 (International) / Validity : None Ex nA G Zone 2 (United Kingdom) / Validity : None Ex ia G Zone 0 (Europa) / Validity : None Ex ia G Zone 0 (International) / Validity : None Ex ia G Zone 0 (Korea) / Validity : None Ex ia G Zone 0 (North America) / Validity : None Ex ia G Zone 0 (United Kingdom) / Validity : None Ex nA G Zone 2 (Europa) / Validity : None Ex nA G Zone 2 (International) / Validity : None Ex nA G Zone 2 (United Kingdom) / Validity : None Ex ia G Zone 0 (Europa) / Validity : None Ex ia G Zone 0 (International) / Validity : None Ex ia G Zone 0 (Korea) / Validity : None Ex ia G Zone 0 (North America) / Validity : None Ex ia G Zone 0 (United Kingdom) / Validity : None Ex ib G Zone 1 (Japan) / Validity : 24.05.2024 Ex nA G Zone 2 (Europa) / Validity : None Ex nA G Zone 2 (International) / Validity : None Ex nA G Zone 2 (United Kingdom) / Validity : None Ex ia G Zone 0 (Europa) / Validity : None Ex ia G Zone 0 (International) / Validity : None Ex ia G Zone 0 (Korea) / Validity : None Ex ia G Zone 0 (North America) / Validity : None Ex ia G Zone 0 (United Kingdom) / Validity : None Ex nA G Zone 2 (Europa) / Validity : None Ex nA G Zone 2 (International) / Validity : None Ex nA G Zone 2 (United Kingdom) / Validity : None Ex ia G Zone 0 (Europa) / Validity : None Ex ia G Zone 0 (International) / Validity : None Ex ia G Zone 0 (Korea) / Validity : None Ex ia G Zone 0 (North America) / Validity : None Ex ia G Zone 0 (United Kingdom) / Validity : None Ex nA G Zone 2 (Europa) / Validity : None Ex nA G Zone 2 (International) / Validity : None Ex nA G Zone 2 (United Kingdom) / Validity : None Ex ia G Zone 0 (Europa) / Validity : None Ex ia G Zone 0 (International) / Validity : None Ex ia G Zone 0 (Korea) / Validity : None Ex ia G Zone 0 (North America) / Validity : None Ex ia G Zone 0 (United Kingdom) / Validity : None Ex nA G Zone 2 (Europa) / Validity : None Ex nA G Zone 2 (International) / Validity : None Ex nA G Zone 2 (United Kingdom) / Validity : None Ex ia G Zone 0 (Europa) / Validity : None Ex ia G Zone 0 (International) / Validity : None Ex ia G Zone 0 (Korea) / Validity : None Ex ia G Zone 0 (North America) / Validity : None Ex ia G Zone 0 (United Kingdom) / Validity : None Ex nA G Zone 2 (Europa) / Validity : None Ex nA G Zone 2 (International) / Validity : None Ex nA G Zone 2 (United Kingdom) / Validity : None Ex ia G Zone 0 (Europa) / Validity : None Ex ia G Zone 0 (International) / Validity : None Ex ia G Zone 0 (Korea) / Validity : None Ex ia G Zone 0 (North America) / Validity : None Ex ia G Zone 0 (United Kingdom) / Validity : None Ex nA G Zone 2 (Europa) / Validity : None Ex nA G Zone 2 (International) / Validity : None Ex nA G Zone 2 (United Kingdom) / Validity : None Ex ia G Zone 0 (Europa) / Validity : None Ex ia G Zone 0 (International) / Validity : None Ex ia G Zone 0 (Korea) / Validity : None Ex ia G Zone 0 (North America) / Validity : None Ex ia G Zone 0 (United Kingdom) / Validity : None Ex nA G Zone 2 (Europa) / Validity : None Ex nA G Zone 2 (International) / Validity : None Ex nA G Zone 2 (United Kingdom) / Validity : None Ex ia G Zone 0 (Europa) / Validity : None Ex ia G Zone 0 (International) / Validity : None Ex ia G Zone 0 (Korea) / Validity : None Ex ia G Zone 0 (North America) / Validity : None Ex ia G Zone 0 (United Kingdom) / Validity : None Ex nA G Zone 2 (Europa) / Validity : None Ex nA G Zone 2 (International) / Validity : None Ex nA G Zone 2 (United Kingdom) / Validity : None Ex ia G Zone 0 (Europa) / Validity : None Ex ia G Zone 0 (International) / Validity : None Ex ia G Zone 0 (Korea) / Validity : None Ex ia G Zone 0 (North America) / Validity : None Ex ia G Zone 0 (United Kingdom) / Validity : None Ex nA G Zone 2 (Europa) / Validity : None Ex nA G Zone 2 (International) / Validity : None Ex nA G Zone 2 (United Kingdom) / Validity : None Ex ia G Zone 0 (Europa) / Validity : None Ex ia G Zone 0 (International) / Validity : None Ex ia G Zone 0 (Korea) / Validity : None Ex ia G Zone 0 (North America) / Validity : None Ex ia G Zone 0 (United Kingdom) / Validity : None Ex nA G Zone 2 (Europa) / Validity : None Ex nA G Zone 2 (International) / Validity : None Ex nA G Zone 2 (United Kingdom) / Validity : None Ex ia G Zone 0 (Europa) / Validity : None Ex ia G Zone 0 (International) / Validity : None Ex ia G Zone 0 (Korea) / Validity : None Ex ia G Zone 0 (North America) / Validity : None Ex ia G Zone 0 (United Kingdom) / Validity : None Ex nA G Zone 2 (Europa) / Validity : None Ex nA G Zone 2 (International) / Validity : None Ex nA G Zone 2 (United Kingdom) / Validity : None Ex ia G Zone 0 (Europa) / Validity : None Ex ia G Zone 0 (International) / Validity : None Ex ia G Zone 0 (Korea) / Validity : None Ex ia G Zone 0 (North America) / Validity : None Ex ia G Zone 0 (United Kingdom) / Validity : None Ex nA G Zone 2 (Europa) / Validity : None Ex nA G Zone 2 (International) / Validity : None Ex nA G Zone 2 (United Kingdom) / Validity : None Ex ia G Zone 0 (Europa) / Validity : None Ex ia G Zone 0 (International) / Validity : None Ex ia G Zone 0 (Korea) / Validity : None Ex ia G Zone 0 (North America) / Validity : None Ex ia G Zone 0 (United Kingdom) / Validity : None Ex nA G Zone 2 (Europa) / Validity : None Ex nA G Zone 2 (International) / Validity : None Ex nA G Zone 2 (United Kingdom) / Validity : None Ex ia G Zone 0 (Europa) / Validity : None Ex ia G Zone 0 (International) / Validity : None Ex ia G Zone 0 (Korea) / Validity : None Ex ia G Zone 0 (North America) / Validity : None Ex ia G Zone 0 (United Kingdom) / Validity : None Ex nA G Zone 2 (Europa) / Validity : None Ex nA G Zone 2 (International) / Validity : None Ex nA G Zone 2 (United Kingdom) / Validity : None Ex ia G Zone 0 (Europa) / Validity : None Ex ia G Zone 0 (International) / Validity : None Ex ia G Zone 0 (Korea) / Validity : None Ex ia G Zone 0 (North America) / Validity : None Ex ia G Zone 0 (United Kingdom) / Validity : None Ex nA G Zone 2 (Europa) / Validity : None Ex nA G Zone 2 (International) / Validity : None Ex nA G Zone 2 (United Kingdom) / Validity : None Ex ia G Zone 0 (Europa) / Validity : None Ex ia G Zone 0 (International) / Validity : None Ex ia G Zone 0 (Korea) / Validity : None Ex ia G Zone 0 (North America) / Validity : None Ex ia G Zone 0 (United Kingdom) / Validity : None Ex nA G Zone 2 (Europa) / Validity : None Ex nA G Zone 2 (International) / Validity : None Ex nA G Zone 2 (United Kingdom) / Validity : None Ex ia G Zone 0 (Europa) / Validity : None Ex ia G Zone 0 (International) / Validity : None Ex ia G Zone 0 (Korea) / Validity : None Ex ia G Zone 0 (North America) / Validity : None Ex ia G Zone 0 (United Kingdom) / Validity : None Ex nA G Zone 2 (Europa) / Validity : None Ex nA G Zone 2 (International) / Validity : None Ex nA G Zone 2 (United Kingdom) / Validity : None Ex ia G Zone 0 (Europa) / Validity : None Ex ia G Zone 0 (International) / Validity : None Ex ia G Zone 0 (Korea) / Validity : None Ex ia G Zone 0 (North America) / Validity : None Ex ia G Zone 0 (United Kingdom) / Validity : None Ex nA G Zone 2 (Europa) / Validity : None Ex nA G Zone 2 (International) / Validity : None Ex nA G Zone 2 (United Kingdom) / Validity : None Ex ia G Zone 0 (Europa) / Validity : None Ex ia G Zone 0 (International) / Validity : None Ex ia G Zone 0 (Korea) / Validity : None Ex ia G Zone 0 (North America) / Validity : None Ex ia G Zone 0 (United Kingdom) / Validity : None Ex nA G Zone 2 (Europa) / Validity : None Ex nA G Zone 2 (International) / Validity : None Ex nA G Zone 2 (United Kingdom) / Validity : None Ex ia G Zone 0 (Europa) / Validity : None Ex ia G Zone 0 (International) / Validity : None Ex ia G Zone 0 (North America) / Validity : None Ex ia G Zone 0 (United Kingdom) / Validity : None Ex nA G Zone 2 (Europa) / Validity : None Ex nA G Zone 2 (International) / Validity : None Ex nA G Zone 2 (United Kingdom) / Validity : None Ex ia G Zone 0 (Europa) / Validity : None Ex ia G Zone 0 (International) / Validity : None Ex ia G Zone 0 (North America) / Validity : None Ex ia G Zone 0 (United Kingdom) / Validity : None Ex nA G Zone 2 (Europa) / Validity : None Ex nA G Zone 2 (International) / Validity : None Ex nA G Zone 2 (United Kingdom) / Validity : None Ex ia G Zone 0 (Europa) / Validity : None Ex ia G Zone 0 (International) / Validity : None Ex ia G Zone 0 (North America) / Validity : None Ex ia G Zone 0 (United Kingdom) / Validity : None Ex nA G Zone 2 (Europa) / Validity : None Ex nA G Zone 2 (International) / Validity : None Ex nA G Zone 2 (United Kingdom) / Validity : None Ex ia G Zone 0 (Europa) / Validity : None Ex ia G Zone 0 (International) / Validity : None Ex ia G Zone 0 (Korea) / Validity : None Ex ia G Zone 0 (North America) / Validity : None Ex ia G Zone 0 (United Kingdom) / Validity : None Ex nA G Zone 2 (Europa) / Validity : None Ex nA G Zone 2 (International) / Validity : None Ex nA G Zone 2 (United Kingdom) / Validity : None Ex ia G Zone 0 (Europa) / Validity : None Ex ia G Zone 0 (International) / Validity : None Ex ia G Zone 0 (North America) / Validity : None Ex ia G Zone 0 (Russia, Belarus, Kyrgyzstan, Armenia, Kazakhstan) / Validity : 18.02.2026 Ex nA G Zone 2 (Europa) / Validity : None Ex nA G Zone 2 (International) / Validity : None Ex nA G Zone 2 (North America) / Validity : None Ex nA G Zone 2 (Russia, Belarus, Kyrgyzstan, Armenia, Kazakhstan) / Validity : 18.02.2026
CP532-011 | 143-532-000-01x | CP532-011 Piezoelectric Dynamic Pressure Sensor Kit | GaPO4 pressure sensor, matching IPC 704_511,-70°C to 560°C, 90 pC/bar, nominal pressure 0 to 50 bar, maximal pressure 100 bar, 3 m integral MI cable, Lemo type 0 connector and mounting adaptor, Ex approved. Kit consists of:<br> PNR 143-502-000-031 pressure sensor CP 502 <br> PNR 143-215-901-022 Adapter <br> PNR 809-104-000-011 End thread plug <br> PNR 143-215-902-011 Internal seal ring <br> PNR 143-215-903-011 outer seal ring | CPxxx, IPC707, GSI127, EC153, MA Seal, ABAxxx, JB105, JB116 | Ex ia G Zone 0 (Europa) / Validity : None Ex ia G Zone 0 (International) / Validity : None Ex ia G Zone 0 (Korea) / Validity : None Ex ia G Zone 0 (North America) / Validity : None Ex ia G Zone 0 (United Kingdom) / Validity : None Ex nA G Zone 2 (Europa) / Validity : None Ex nA G Zone 2 (International) / Validity : None Ex nA G Zone 2 (United Kingdom) / Validity : None Ex ia G Zone 0 (Europa) / Validity : None Ex ia G Zone 0 (International) / Validity : None Ex ia G Zone 0 (Korea) / Validity : None Ex ia G Zone 0 (North America) / Validity : None Ex ia G Zone 0 (United Kingdom) / Validity : None Ex nA G Zone 2 (Europa) / Validity : None Ex nA G Zone 2 (International) / Validity : None Ex nA G Zone 2 (United Kingdom) / Validity : None Ex ia G Zone 0 (Europa) / Validity : None Ex ia G Zone 0 (International) / Validity : None Ex ia G Zone 0 (Korea) / Validity : None Ex ia G Zone 0 (North America) / Validity : None Ex ia G Zone 0 (United Kingdom) / Validity : None Ex nA G Zone 2 (Europa) / Validity : None Ex nA G Zone 2 (International) / Validity : None Ex nA G Zone 2 (United Kingdom) / Validity : None Ex ia G Zone 0 (Europa) / Validity : None Ex ia G Zone 0 (International) / Validity : None Ex ia G Zone 0 (Korea) / Validity : None Ex ia G Zone 0 (North America) / Validity : None Ex ia G Zone 0 (United Kingdom) / Validity : None Ex nA G Zone 2 (Europa) / Validity : None Ex nA G Zone 2 (International) / Validity : None Ex nA G Zone 2 (United Kingdom) / Validity : None Ex ia G Zone 0 (Europa) / Validity : None Ex ia G Zone 0 (International) / Validity : None Ex ia G Zone 0 (Korea) / Validity : None Ex ia G Zone 0 (North America) / Validity : None Ex ia G Zone 0 (United Kingdom) / Validity : None Ex nA G Zone 2 (Europa) / Validity : None Ex nA G Zone 2 (International) / Validity : None Ex nA G Zone 2 (United Kingdom) / Validity : None Ex ia G Zone 0 (Europa) / Validity : None Ex ia G Zone 0 (International) / Validity : None Ex ia G Zone 0 (Korea) / Validity : None Ex ia G Zone 0 (North America) / Validity : None Ex ia G Zone 0 (United Kingdom) / Validity : None Ex nA G Zone 2 (Europa) / Validity : None Ex nA G Zone 2 (International) / Validity : None Ex nA G Zone 2 (United Kingdom) / Validity : None Ex ia G Zone 0 (Europa) / Validity : None Ex ia G Zone 0 (International) / Validity : None Ex ia G Zone 0 (Korea) / Validity : None Ex ia G Zone 0 (North America) / Validity : None Ex ia G Zone 0 (United Kingdom) / Validity : None Ex nA G Zone 2 (Europa) / Validity : None Ex nA G Zone 2 (International) / Validity : None Ex nA G Zone 2 (United Kingdom) / Validity : None Ex ia G Zone 0 (Europa) / Validity : None Ex ia G Zone 0 (International) / Validity : None Ex ia G Zone 0 (Korea) / Validity : None Ex ia G Zone 0 (North America) / Validity : None Ex ia G Zone 0 (United Kingdom) / Validity : None Ex nA G Zone 2 (Europa) / Validity : None Ex nA G Zone 2 (International) / Validity : None Ex nA G Zone 2 (United Kingdom) / Validity : None Ex ia G Zone 0 (Europa) / Validity : None Ex ia G Zone 0 (International) / Validity : None Ex ia G Zone 0 (Korea) / Validity : None Ex ia G Zone 0 (North America) / Validity : None Ex ia G Zone 0 (United Kingdom) / Validity : None Ex nA G Zone 2 (Europa) / Validity : None Ex nA G Zone 2 (International) / Validity : None Ex nA G Zone 2 (United Kingdom) / Validity : None Ex ia G Zone 0 (Europa) / Validity : None Ex ia G Zone 0 (International) / Validity : None Ex ia G Zone 0 (Korea) / Validity : None Ex ia G Zone 0 (North America) / Validity : None Ex ia G Zone 0 (United Kingdom) / Validity : None Ex nA G Zone 2 (Europa) / Validity : None Ex nA G Zone 2 (International) / Validity : None Ex nA G Zone 2 (United Kingdom) / Validity : None Ex ia G Zone 0 (Europa) / Validity : None Ex ia G Zone 0 (International) / Validity : None Ex ia G Zone 0 (Korea) / Validity : None Ex ia G Zone 0 (North America) / Validity : None Ex ia G Zone 0 (United Kingdom) / Validity : None Ex nA G Zone 2 (Europa) / Validity : None Ex nA G Zone 2 (International) / Validity : None Ex nA G Zone 2 (United Kingdom) / Validity : None Ex ia G Zone 0 (Europa) / Validity : None Ex ia G Zone 0 (International) / Validity : None Ex ia G Zone 0 (Korea) / Validity : None Ex ia G Zone 0 (North America) / Validity : None Ex ia G Zone 0 (United Kingdom) / Validity : None Ex nA G Zone 2 (Europa) / Validity : None Ex nA G Zone 2 (International) / Validity : None Ex nA G Zone 2 (United Kingdom) / Validity : None Ex ia G Zone 0 (Europa) / Validity : None Ex ia G Zone 0 (International) / Validity : None Ex ia G Zone 0 (Korea) / Validity : None Ex ia G Zone 0 (North America) / Validity : None Ex ia G Zone 0 (United Kingdom) / Validity : None Ex nA G Zone 2 (Europa) / Validity : None Ex nA G Zone 2 (International) / Validity : None Ex nA G Zone 2 (United Kingdom) / Validity : None Ex ia G Zone 0 (Europa) / Validity : None Ex ia G Zone 0 (International) / Validity : None Ex ia G Zone 0 (Korea) / Validity : None Ex ia G Zone 0 (North America) / Validity : None Ex ia G Zone 0 (United Kingdom) / Validity : None Ex nA G Zone 2 (Europa) / Validity : None Ex nA G Zone 2 (International) / Validity : None Ex nA G Zone 2 (United Kingdom) / Validity : None Ex ia G Zone 0 (Europa) / Validity : None Ex ia G Zone 0 (International) / Validity : None Ex ia G Zone 0 (Korea) / Validity : None Ex ia G Zone 0 (North America) / Validity : None Ex ia G Zone 0 (United Kingdom) / Validity : None Ex nA G Zone 2 (Europa) / Validity : None Ex nA G Zone 2 (International) / Validity : None Ex nA G Zone 2 (United Kingdom) / Validity : None Ex ia G Zone 0 (Europa) / Validity : None Ex ia G Zone 0 (International) / Validity : None Ex ia G Zone 0 (Korea) / Validity : None Ex ia G Zone 0 (North America) / Validity : None Ex ia G Zone 0 (United Kingdom) / Validity : None Ex nA G Zone 2 (Europa) / Validity : None Ex nA G Zone 2 (International) / Validity : None Ex nA G Zone 2 (United Kingdom) / Validity : None Ex ia G Zone 0 (Europa) / Validity : None Ex ia G Zone 0 (International) / Validity : None Ex ia G Zone 0 (Korea) / Validity : None Ex ia G Zone 0 (North America) / Validity : None Ex ia G Zone 0 (United Kingdom) / Validity : None Ex nA G Zone 2 (Europa) / Validity : None Ex nA G Zone 2 (International) / Validity : None Ex nA G Zone 2 (United Kingdom) / Validity : None Ex ia G Zone 0 (Europa) / Validity : None Ex ia G Zone 0 (International) / Validity : None Ex ia G Zone 0 (Korea) / Validity : None Ex ia G Zone 0 (North America) / Validity : None Ex ia G Zone 0 (United Kingdom) / Validity : None Ex nA G Zone 2 (Europa) / Validity : None Ex nA G Zone 2 (International) / Validity : None Ex nA G Zone 2 (United Kingdom) / Validity : None Ex ia G Zone 0 (Europa) / Validity : None Ex ia G Zone 0 (International) / Validity : None Ex ia G Zone 0 (Korea) / Validity : None Ex ia G Zone 0 (North America) / Validity : None Ex ia G Zone 0 (United Kingdom) / Validity : None Ex nA G Zone 2 (Europa) / Validity : None Ex nA G Zone 2 (International) / Validity : None Ex nA G Zone 2 (United Kingdom) / Validity : None Ex ia G Zone 0 (Europa) / Validity : None Ex ia G Zone 0 (International) / Validity : None Ex ia G Zone 0 (Korea) / Validity : None Ex ia G Zone 0 (North America) / Validity : None Ex ia G Zone 0 (United Kingdom) / Validity : None Ex nA G Zone 2 (Europa) / Validity : None Ex nA G Zone 2 (International) / Validity : None Ex nA G Zone 2 (United Kingdom) / Validity : None Ex ia G Zone 0 (Europa) / Validity : None Ex ia G Zone 0 (International) / Validity : None Ex ia G Zone 0 (Korea) / Validity : None Ex ia G Zone 0 (North America) / Validity : None Ex ia G Zone 0 (United Kingdom) / Validity : None Ex nA G Zone 2 (Europa) / Validity : None Ex nA G Zone 2 (International) / Validity : None Ex nA G Zone 2 (United Kingdom) / Validity : None Ex ia G Zone 0 (Europa) / Validity : None Ex ia G Zone 0 (International) / Validity : None Ex ia G Zone 0 (Korea) / Validity : None Ex ia G Zone 0 (North America) / Validity : None Ex ia G Zone 0 (United Kingdom) / Validity : None Ex nA G Zone 2 (Europa) / Validity : None Ex nA G Zone 2 (International) / Validity : None Ex nA G Zone 2 (United Kingdom) / Validity : None Ex ia G Zone 0 (Europa) / Validity : None Ex ia G Zone 0 (International) / Validity : None Ex ia G Zone 0 (Korea) / Validity : None Ex ia G Zone 0 (North America) / Validity : None Ex ia G Zone 0 (United Kingdom) / Validity : None Ex nA G Zone 2 (Europa) / Validity : None Ex nA G Zone 2 (International) / Validity : None Ex nA G Zone 2 (United Kingdom) / Validity : None Ex ia G Zone 0 (Europa) / Validity : None Ex ia G Zone 0 (International) / Validity : None Ex ia G Zone 0 (Korea) / Validity : None Ex ia G Zone 0 (North America) / Validity : None Ex ia G Zone 0 (United Kingdom) / Validity : None Ex nA G Zone 2 (Europa) / Validity : None Ex nA G Zone 2 (International) / Validity : None Ex nA G Zone 2 (United Kingdom) / Validity : None Ex ia G Zone 0 (Europa) / Validity : None Ex ia G Zone 0 (International) / Validity : None Ex ia G Zone 0 (Korea) / Validity : None Ex ia G Zone 0 (North America) / Validity : None Ex ia G Zone 0 (United Kingdom) / Validity : None Ex nA G Zone 2 (Europa) / Validity : None Ex nA G Zone 2 (International) / Validity : None Ex nA G Zone 2 (United Kingdom) / Validity : None Ex ia G Zone 0 (Europa) / Validity : None Ex ia G Zone 0 (International) / Validity : None Ex ia G Zone 0 (North America) / Validity : None Ex ia G Zone 0 (United Kingdom) / Validity : None Ex nA G Zone 2 (Europa) / Validity : None Ex nA G Zone 2 (International) / Validity : None Ex nA G Zone 2 (United Kingdom) / Validity : None Ex ia G Zone 0 (Europa) / Validity : None Ex ia G Zone 0 (International) / Validity : None Ex ia G Zone 0 (North America) / Validity : None Ex ia G Zone 0 (United Kingdom) / Validity : None Ex nA G Zone 2 (Europa) / Validity : None Ex nA G Zone 2 (International) / Validity : None Ex nA G Zone 2 (United Kingdom) / Validity : None Ex ia G Zone 0 (Europa) / Validity : None Ex ia G Zone 0 (International) / Validity : None Ex ia G Zone 0 (North America) / Validity : None Ex ia G Zone 0 (United Kingdom) / Validity : None Ex nA G Zone 2 (Europa) / Validity : None Ex nA G Zone 2 (International) / Validity : None Ex nA G Zone 2 (United Kingdom) / Validity : None Ex ia G Zone 0 (Europa) / Validity : None Ex ia G Zone 0 (International) / Validity : None Ex ia G Zone 0 (North America) / Validity : None Ex ia G Zone 0 (United Kingdom) / Validity : None Ex nA G Zone 2 (Europa) / Validity : None Ex nA G Zone 2 (International) / Validity : None Ex nA G Zone 2 (United Kingdom) / Validity : None Ex ia G Zone 0 (Europa) / Validity : None Ex ia G Zone 0 (International) / Validity : None Ex ia G Zone 0 (Korea) / Validity : None Ex ia G Zone 0 (North America) / Validity : None Ex ia G Zone 0 (United Kingdom) / Validity : None Ex nA G Zone 2 (Europa) / Validity : None Ex nA G Zone 2 (International) / Validity : None Ex nA G Zone 2 (United Kingdom) / Validity : None Ex ia G Zone 0 (Europa) / Validity : None Ex ia G Zone 0 (International) / Validity : None Ex ia G Zone 0 (Korea) / Validity : None Ex ia G Zone 0 (North America) / Validity : None Ex ia G Zone 0 (United Kingdom) / Validity : None Ex nA G Zone 2 (Europa) / Validity : None Ex nA G Zone 2 (International) / Validity : None Ex nA G Zone 2 (United Kingdom) / Validity : None Ex ia G Zone 0 (Europa) / Validity : None Ex ia G Zone 0 (International) / Validity : None Ex ia G Zone 0 (Korea) / Validity : None Ex ia G Zone 0 (North America) / Validity : None Ex ia G Zone 0 (United Kingdom) / Validity : None Ex nA G Zone 2 (Europa) / Validity : None Ex nA G Zone 2 (International) / Validity : None Ex nA G Zone 2 (United Kingdom) / Validity : None Ex ia G Zone 0 (Europa) / Validity : None Ex ia G Zone 0 (International) / Validity : None Ex ia G Zone 0 (Korea) / Validity : None Ex ia G Zone 0 (North America) / Validity : None Ex ia G Zone 0 (United Kingdom) / Validity : None Ex nA G Zone 2 (Europa) / Validity : None Ex nA G Zone 2 (International) / Validity : None Ex nA G Zone 2 (United Kingdom) / Validity : None Ex ia G Zone 0 (Europa) / Validity : None Ex ia G Zone 0 (International) / Validity : None Ex ia G Zone 0 (Korea) / Validity : None Ex ia G Zone 0 (North America) / Validity : None Ex ia G Zone 0 (United Kingdom) / Validity : None Ex nA G Zone 2 (Europa) / Validity : None Ex nA G Zone 2 (International) / Validity : None Ex nA G Zone 2 (United Kingdom) / Validity : None Ex ia G Zone 0 (Europa) / Validity : None Ex ia G Zone 0 (International) / Validity : None Ex ia G Zone 0 (Korea) / Validity : None Ex ia G Zone 0 (North America) / Validity : None Ex ia G Zone 0 (United Kingdom) / Validity : None Ex ib G Zone 1 (Japan) / Validity : 22.08.2025 Ex nA G Zone 2 (Europa) / Validity : None Ex nA G Zone 2 (International) / Validity : None Ex nA G Zone 2 (United Kingdom) / Validity : None Ex ia G Zone 0 (Europa) / Validity : None Ex ia G Zone 0 (International) / Validity : None Ex ia G Zone 0 (Korea) / Validity : None Ex ia G Zone 0 (North America) / Validity : None Ex ia G Zone 0 (United Kingdom) / Validity : None Ex nA G Zone 2 (Europa) / Validity : None Ex nA G Zone 2 (International) / Validity : None Ex nA G Zone 2 (United Kingdom) / Validity : None Ex ia G Zone 0 (Europa) / Validity : None Ex ia G Zone 0 (International) / Validity : None Ex ia G Zone 0 (Korea) / Validity : None Ex ia G Zone 0 (North America) / Validity : None Ex ia G Zone 0 (United Kingdom) / Validity : None Ex nA G Zone 2 (Europa) / Validity : None Ex nA G Zone 2 (International) / Validity : None Ex nA G Zone 2 (United Kingdom) / Validity : None Ex ia G Zone 0 (Europa) / Validity : None Ex ia G Zone 0 (International) / Validity : None Ex ia G Zone 0 (Korea) / Validity : None Ex ia G Zone 0 (North America) / Validity : None Ex ia G Zone 0 (United Kingdom) / Validity : None Ex ib G Zone 1 (Japan) / Validity : 24.05.2024 Ex nA G Zone 2 (Europa) / Validity : None Ex nA G Zone 2 (International) / Validity : None Ex nA G Zone 2 (United Kingdom) / Validity : None Ex ia G Zone 0 (Europa) / Validity : None Ex ia G Zone 0 (International) / Validity : None Ex ia G Zone 0 (Korea) / Validity : None Ex ia G Zone 0 (North America) / Validity : None Ex ia G Zone 0 (United Kingdom) / Validity : None Ex nA G Zone 2 (Europa) / Validity : None Ex nA G Zone 2 (International) / Validity : None Ex nA G Zone 2 (United Kingdom) / Validity : None Ex ia G Zone 0 (Europa) / Validity : None Ex ia G Zone 0 (International) / Validity : None Ex ia G Zone 0 (Korea) / Validity : None Ex ia G Zone 0 (North America) / Validity : None Ex ia G Zone 0 (United Kingdom) / Validity : None Ex nA G Zone 2 (Europa) / Validity : None Ex nA G Zone 2 (International) / Validity : None Ex nA G Zone 2 (United Kingdom) / Validity : None Ex ia G Zone 0 (Europa) / Validity : None Ex ia G Zone 0 (International) / Validity : None Ex ia G Zone 0 (Korea) / Validity : None Ex ia G Zone 0 (North America) / Validity : None Ex ia G Zone 0 (United Kingdom) / Validity : None Ex nA G Zone 2 (Europa) / Validity : None Ex nA G Zone 2 (International) / Validity : None Ex nA G Zone 2 (United Kingdom) / Validity : None Ex ia G Zone 0 (Europa) / Validity : None Ex ia G Zone 0 (International) / Validity : None Ex ia G Zone 0 (Korea) / Validity : None Ex ia G Zone 0 (North America) / Validity : None Ex ia G Zone 0 (United Kingdom) / Validity : None Ex nA G Zone 2 (Europa) / Validity : None Ex nA G Zone 2 (International) / Validity : None Ex nA G Zone 2 (United Kingdom) / Validity : None Ex ia G Zone 0 (Europa) / Validity : None Ex ia G Zone 0 (International) / Validity : None Ex ia G Zone 0 (Korea) / Validity : None Ex ia G Zone 0 (North America) / Validity : None Ex ia G Zone 0 (United Kingdom) / Validity : None Ex nA G Zone 2 (Europa) / Validity : None Ex nA G Zone 2 (International) / Validity : None Ex nA G Zone 2 (United Kingdom) / Validity : None Ex ia G Zone 0 (Europa) / Validity : None Ex ia G Zone 0 (International) / Validity : None Ex ia G Zone 0 (Korea) / Validity : None Ex ia G Zone 0 (North America) / Validity : None Ex ia G Zone 0 (United Kingdom) / Validity : None Ex nA G Zone 2 (Europa) / Validity : None Ex nA G Zone 2 (International) / Validity : None Ex nA G Zone 2 (United Kingdom) / Validity : None Ex ia G Zone 0 (Europa) / Validity : None Ex ia G Zone 0 (International) / Validity : None Ex ia G Zone 0 (Korea) / Validity : None Ex ia G Zone 0 (North America) / Validity : None Ex ia G Zone 0 (United Kingdom) / Validity : None Ex nA G Zone 2 (Europa) / Validity : None Ex nA G Zone 2 (International) / Validity : None Ex nA G Zone 2 (United Kingdom) / Validity : None Ex ia G Zone 0 (Europa) / Validity : None Ex ia G Zone 0 (International) / Validity : None Ex ia G Zone 0 (Korea) / Validity : None Ex ia G Zone 0 (North America) / Validity : None Ex ia G Zone 0 (United Kingdom) / Validity : None Ex nA G Zone 2 (Europa) / Validity : None Ex nA G Zone 2 (International) / Validity : None Ex nA G Zone 2 (United Kingdom) / Validity : None Ex ia G Zone 0 (Europa) / Validity : None Ex ia G Zone 0 (International) / Validity : None Ex ia G Zone 0 (Korea) / Validity : None Ex ia G Zone 0 (North America) / Validity : None Ex ia G Zone 0 (United Kingdom) / Validity : None Ex nA G Zone 2 (Europa) / Validity : None Ex nA G Zone 2 (International) / Validity : None Ex nA G Zone 2 (United Kingdom) / Validity : None Ex ia G Zone 0 (Europa) / Validity : None Ex ia G Zone 0 (International) / Validity : None Ex ia G Zone 0 (Korea) / Validity : None Ex ia G Zone 0 (North America) / Validity : None Ex ia G Zone 0 (United Kingdom) / Validity : None Ex nA G Zone 2 (Europa) / Validity : None Ex nA G Zone 2 (International) / Validity : None Ex nA G Zone 2 (United Kingdom) / Validity : None Ex ia G Zone 0 (Europa) / Validity : None Ex ia G Zone 0 (International) / Validity : None Ex ia G Zone 0 (Korea) / Validity : None Ex ia G Zone 0 (North America) / Validity : None Ex ia G Zone 0 (United Kingdom) / Validity : None Ex nA G Zone 2 (Europa) / Validity : None Ex nA G Zone 2 (International) / Validity : None Ex nA G Zone 2 (United Kingdom) / Validity : None Ex ia G Zone 0 (Europa) / Validity : None Ex ia G Zone 0 (International) / Validity : None Ex ia G Zone 0 (Korea) / Validity : None Ex ia G Zone 0 (North America) / Validity : None Ex ia G Zone 0 (United Kingdom) / Validity : None Ex nA G Zone 2 (Europa) / Validity : None Ex nA G Zone 2 (International) / Validity : None Ex nA G Zone 2 (United Kingdom) / Validity : None Ex ia G Zone 0 (Europa) / Validity : None Ex ia G Zone 0 (International) / Validity : None Ex ia G Zone 0 (Korea) / Validity : None Ex ia G Zone 0 (North America) / Validity : None Ex ia G Zone 0 (United Kingdom) / Validity : None Ex nA G Zone 2 (Europa) / Validity : None Ex nA G Zone 2 (International) / Validity : None Ex nA G Zone 2 (United Kingdom) / Validity : None Ex ia G Zone 0 (Europa) / Validity : None Ex ia G Zone 0 (International) / Validity : None Ex ia G Zone 0 (Korea) / Validity : None Ex ia G Zone 0 (North America) / Validity : None Ex ia G Zone 0 (United Kingdom) / Validity : None Ex nA G Zone 2 (Europa) / Validity : None Ex nA G Zone 2 (International) / Validity : None Ex nA G Zone 2 (United Kingdom) / Validity : None Ex ia G Zone 0 (Europa) / Validity : None Ex ia G Zone 0 (International) / Validity : None Ex ia G Zone 0 (Korea) / Validity : None Ex ia G Zone 0 (North America) / Validity : None Ex ia G Zone 0 (United Kingdom) / Validity : None Ex nA G Zone 2 (Europa) / Validity : None Ex nA G Zone 2 (International) / Validity : None Ex nA G Zone 2 (United Kingdom) / Validity : None Ex ia G Zone 0 (Europa) / Validity : None Ex ia G Zone 0 (International) / Validity : None Ex ia G Zone 0 (Korea) / Validity : None Ex ia G Zone 0 (North America) / Validity : None Ex ia G Zone 0 (United Kingdom) / Validity : None Ex nA G Zone 2 (Europa) / Validity : None Ex nA G Zone 2 (International) / Validity : None Ex nA G Zone 2 (United Kingdom) / Validity : None Ex ia G Zone 0 (Europa) / Validity : None Ex ia G Zone 0 (International) / Validity : None Ex ia G Zone 0 (Korea) / Validity : None Ex ia G Zone 0 (North America) / Validity : None Ex ia G Zone 0 (United Kingdom) / Validity : None Ex nA G Zone 2 (Europa) / Validity : None Ex nA G Zone 2 (International) / Validity : None Ex nA G Zone 2 (United Kingdom) / Validity : None Ex ia G Zone 0 (Europa) / Validity : None Ex ia G Zone 0 (International) / Validity : None Ex ia G Zone 0 (Korea) / Validity : None Ex ia G Zone 0 (North America) / Validity : None Ex ia G Zone 0 (United Kingdom) / Validity : None Ex nA G Zone 2 (Europa) / Validity : None Ex nA G Zone 2 (International) / Validity : None Ex nA G Zone 2 (United Kingdom) / Validity : None Ex ia G Zone 0 (Europa) / Validity : None Ex ia G Zone 0 (International) / Validity : None Ex ia G Zone 0 (North America) / Validity : None Ex ia G Zone 0 (United Kingdom) / Validity : None Ex nA G Zone 2 (Europa) / Validity : None Ex nA G Zone 2 (International) / Validity : None Ex nA G Zone 2 (United Kingdom) / Validity : None Ex ia G Zone 0 (Europa) / Validity : None Ex ia G Zone 0 (International) / Validity : None Ex ia G Zone 0 (North America) / Validity : None Ex ia G Zone 0 (United Kingdom) / Validity : None Ex nA G Zone 2 (Europa) / Validity : None Ex nA G Zone 2 (International) / Validity : None Ex nA G Zone 2 (United Kingdom) / Validity : None Ex ia G Zone 0 (Europa) / Validity : None Ex ia G Zone 0 (International) / Validity : None Ex ia G Zone 0 (North America) / Validity : None Ex ia G Zone 0 (United Kingdom) / Validity : None Ex nA G Zone 2 (Europa) / Validity : None Ex nA G Zone 2 (International) / Validity : None Ex nA G Zone 2 (United Kingdom) / Validity : None Ex ia G Zone 0 (Europa) / Validity : None Ex ia G Zone 0 (International) / Validity : None Ex ia G Zone 0 (Korea) / Validity : None Ex ia G Zone 0 (North America) / Validity : None Ex ia G Zone 0 (United Kingdom) / Validity : None Ex nA G Zone 2 (Europa) / Validity : None Ex nA G Zone 2 (International) / Validity : None Ex nA G Zone 2 (United Kingdom) / Validity : None Ex ia G Zone 0 (Europa) / Validity : None Ex ia G Zone 0 (International) / Validity : None Ex ia G Zone 0 (North America) / Validity : None Ex ia G Zone 0 (Russia, Belarus, Kyrgyzstan, Armenia, Kazakhstan) / Validity : 18.02.2026 Ex nA G Zone 2 (Europa) / Validity : None Ex nA G Zone 2 (International) / Validity : None Ex nA G Zone 2 (North America) / Validity : None Ex nA G Zone 2 (Russia, Belarus, Kyrgyzstan, Armenia, Kazakhstan) / Validity : 18.02.2026
CP545-011 | 143-545-000-01x | CP545-011 Piezoelectric Dynamic Pressure Sensor | GaPO4 pressure sensor, matching IPC 704_511, -70°C to 560°C, 90 pC/bar, nominal pressure 0 to 50 bar, maximal pressure 100 bar, 4.1 m integral MI cable with double braid 0.795 m, Lemo type 0 connector, Ex approved | CPxxx, IPC707, GSI127, EC153, MA Seal, ABAxxx, JB105, JB116 | Ex ia G Zone 0 (Europa) / Validity : None Ex ia G Zone 0 (International) / Validity : None Ex ia G Zone 0 (Korea) / Validity : None Ex ia G Zone 0 (North America) / Validity : None Ex ia G Zone 0 (United Kingdom) / Validity : None Ex nA G Zone 2 (Europa) / Validity : None Ex nA G Zone 2 (International) / Validity : None Ex nA G Zone 2 (United Kingdom) / Validity : None Ex ia G Zone 0 (Europa) / Validity : None Ex ia G Zone 0 (International) / Validity : None Ex ia G Zone 0 (Korea) / Validity : None Ex ia G Zone 0 (North America) / Validity : None Ex ia G Zone 0 (United Kingdom) / Validity : None Ex nA G Zone 2 (Europa) / Validity : None Ex nA G Zone 2 (International) / Validity : None Ex nA G Zone 2 (United Kingdom) / Validity : None Ex ia G Zone 0 (Europa) / Validity : None Ex ia G Zone 0 (International) / Validity : None Ex ia G Zone 0 (Korea) / Validity : None Ex ia G Zone 0 (North America) / Validity : None Ex ia G Zone 0 (United Kingdom) / Validity : None Ex nA G Zone 2 (Europa) / Validity : None Ex nA G Zone 2 (International) / Validity : None Ex nA G Zone 2 (United Kingdom) / Validity : None Ex ia G Zone 0 (Europa) / Validity : None Ex ia G Zone 0 (International) / Validity : None Ex ia G Zone 0 (Korea) / Validity : None Ex ia G Zone 0 (North America) / Validity : None Ex ia G Zone 0 (United Kingdom) / Validity : None Ex nA G Zone 2 (Europa) / Validity : None Ex nA G Zone 2 (International) / Validity : None Ex nA G Zone 2 (United Kingdom) / Validity : None Ex ia G Zone 0 (Europa) / Validity : None Ex ia G Zone 0 (International) / Validity : None Ex ia G Zone 0 (Korea) / Validity : None Ex ia G Zone 0 (North America) / Validity : None Ex ia G Zone 0 (United Kingdom) / Validity : None Ex nA G Zone 2 (Europa) / Validity : None Ex nA G Zone 2 (International) / Validity : None Ex nA G Zone 2 (United Kingdom) / Validity : None Ex ia G Zone 0 (Europa) / Validity : None Ex ia G Zone 0 (International) / Validity : None Ex ia G Zone 0 (Korea) / Validity : None Ex ia G Zone 0 (North America) / Validity : None Ex ia G Zone 0 (United Kingdom) / Validity : None Ex nA G Zone 2 (Europa) / Validity : None Ex nA G Zone 2 (International) / Validity : None Ex nA G Zone 2 (United Kingdom) / Validity : None Ex ia G Zone 0 (Europa) / Validity : None Ex ia G Zone 0 (International) / Validity : None Ex ia G Zone 0 (Korea) / Validity : None Ex ia G Zone 0 (North America) / Validity : None Ex ia G Zone 0 (United Kingdom) / Validity : None Ex nA G Zone 2 (Europa) / Validity : None Ex nA G Zone 2 (International) / Validity : None Ex nA G Zone 2 (United Kingdom) / Validity : None Ex ia G Zone 0 (Europa) / Validity : None Ex ia G Zone 0 (International) / Validity : None Ex ia G Zone 0 (Korea) / Validity : None Ex ia G Zone 0 (North America) / Validity : None Ex ia G Zone 0 (United Kingdom) / Validity : None Ex nA G Zone 2 (Europa) / Validity : None Ex nA G Zone 2 (International) / Validity : None Ex nA G Zone 2 (United Kingdom) / Validity : None Ex ia G Zone 0 (Europa) / Validity : None Ex ia G Zone 0 (International) / Validity : None Ex ia G Zone 0 (Korea) / Validity : None Ex ia G Zone 0 (North America) / Validity : None Ex ia G Zone 0 (United Kingdom) / Validity : None Ex nA G Zone 2 (Europa) / Validity : None Ex nA G Zone 2 (International) / Validity : None Ex nA G Zone 2 (United Kingdom) / Validity : None Ex ia G Zone 0 (Europa) / Validity : None Ex ia G Zone 0 (International) / Validity : None Ex ia G Zone 0 (Korea) / Validity : None Ex ia G Zone 0 (North America) / Validity : None Ex ia G Zone 0 (United Kingdom) / Validity : None Ex nA G Zone 2 (Europa) / Validity : None Ex nA G Zone 2 (International) / Validity : None Ex nA G Zone 2 (United Kingdom) / Validity : None Ex ia G Zone 0 (Europa) / Validity : None Ex ia G Zone 0 (International) / Validity : None Ex ia G Zone 0 (Korea) / Validity : None Ex ia G Zone 0 (North America) / Validity : None Ex ia G Zone 0 (United Kingdom) / Validity : None Ex nA G Zone 2 (Europa) / Validity : None Ex nA G Zone 2 (International) / Validity : None Ex nA G Zone 2 (United Kingdom) / Validity : None Ex ia G Zone 0 (Europa) / Validity : None Ex ia G Zone 0 (International) / Validity : None Ex ia G Zone 0 (Korea) / Validity : None Ex ia G Zone 0 (North America) / Validity : None Ex ia G Zone 0 (United Kingdom) / Validity : None Ex nA G Zone 2 (Europa) / Validity : None Ex nA G Zone 2 (International) / Validity : None Ex nA G Zone 2 (United Kingdom) / Validity : None Ex ia G Zone 0 (Europa) / Validity : None Ex ia G Zone 0 (International) / Validity : None Ex ia G Zone 0 (Korea) / Validity : None Ex ia G Zone 0 (North America) / Validity : None Ex ia G Zone 0 (United Kingdom) / Validity : None Ex nA G Zone 2 (Europa) / Validity : None Ex nA G Zone 2 (International) / Validity : None Ex nA G Zone 2 (United Kingdom) / Validity : None Ex ia G Zone 0 (Europa) / Validity : None Ex ia G Zone 0 (International) / Validity : None Ex ia G Zone 0 (Korea) / Validity : None Ex ia G Zone 0 (North America) / Validity : None Ex ia G Zone 0 (United Kingdom) / Validity : None Ex nA G Zone 2 (Europa) / Validity : None Ex nA G Zone 2 (International) / Validity : None Ex nA G Zone 2 (United Kingdom) / Validity : None Ex ia G Zone 0 (Europa) / Validity : None Ex ia G Zone 0 (International) / Validity : None Ex ia G Zone 0 (Korea) / Validity : None Ex ia G Zone 0 (North America) / Validity : None Ex ia G Zone 0 (United Kingdom) / Validity : None Ex nA G Zone 2 (Europa) / Validity : None Ex nA G Zone 2 (International) / Validity : None Ex nA G Zone 2 (United Kingdom) / Validity : None Ex ia G Zone 0 (Europa) / Validity : None Ex ia G Zone 0 (International) / Validity : None Ex ia G Zone 0 (Korea) / Validity : None Ex ia G Zone 0 (North America) / Validity : None Ex ia G Zone 0 (United Kingdom) / Validity : None Ex nA G Zone 2 (Europa) / Validity : None Ex nA G Zone 2 (International) / Validity : None Ex nA G Zone 2 (United Kingdom) / Validity : None Ex ia G Zone 0 (Europa) / Validity : None Ex ia G Zone 0 (International) / Validity : None Ex ia G Zone 0 (Korea) / Validity : None Ex ia G Zone 0 (North America) / Validity : None Ex ia G Zone 0 (United Kingdom) / Validity : None Ex nA G Zone 2 (Europa) / Validity : None Ex nA G Zone 2 (International) / Validity : None Ex nA G Zone 2 (United Kingdom) / Validity : None Ex ia G Zone 0 (Europa) / Validity : None Ex ia G Zone 0 (International) / Validity : None Ex ia G Zone 0 (Korea) / Validity : None Ex ia G Zone 0 (North America) / Validity : None Ex ia G Zone 0 (United Kingdom) / Validity : None Ex nA G Zone 2 (Europa) / Validity : None Ex nA G Zone 2 (International) / Validity : None Ex nA G Zone 2 (United Kingdom) / Validity : None Ex ia G Zone 0 (Europa) / Validity : None Ex ia G Zone 0 (International) / Validity : None Ex ia G Zone 0 (Korea) / Validity : None Ex ia G Zone 0 (North America) / Validity : None Ex ia G Zone 0 (United Kingdom) / Validity : None Ex nA G Zone 2 (Europa) / Validity : None Ex nA G Zone 2 (International) / Validity : None Ex nA G Zone 2 (United Kingdom) / Validity : None Ex ia G Zone 0 (Europa) / Validity : None Ex ia G Zone 0 (International) / Validity : None Ex ia G Zone 0 (Korea) / Validity : None Ex ia G Zone 0 (North America) / Validity : None Ex ia G Zone 0 (United Kingdom) / Validity : None Ex nA G Zone 2 (Europa) / Validity : None Ex nA G Zone 2 (International) / Validity : None Ex nA G Zone 2 (United Kingdom) / Validity : None Ex ia G Zone 0 (Europa) / Validity : None Ex ia G Zone 0 (International) / Validity : None Ex ia G Zone 0 (Korea) / Validity : None Ex ia G Zone 0 (North America) / Validity : None Ex ia G Zone 0 (United Kingdom) / Validity : None Ex nA G Zone 2 (Europa) / Validity : None Ex nA G Zone 2 (International) / Validity : None Ex nA G Zone 2 (United Kingdom) / Validity : None Ex ia G Zone 0 (Europa) / Validity : None Ex ia G Zone 0 (International) / Validity : None Ex ia G Zone 0 (Korea) / Validity : None Ex ia G Zone 0 (North America) / Validity : None Ex ia G Zone 0 (United Kingdom) / Validity : None Ex nA G Zone 2 (Europa) / Validity : None Ex nA G Zone 2 (International) / Validity : None Ex nA G Zone 2 (United Kingdom) / Validity : None Ex ia G Zone 0 (Europa) / Validity : None Ex ia G Zone 0 (International) / Validity : None Ex ia G Zone 0 (Korea) / Validity : None Ex ia G Zone 0 (North America) / Validity : None Ex ia G Zone 0 (United Kingdom) / Validity : None Ex nA G Zone 2 (Europa) / Validity : None Ex nA G Zone 2 (International) / Validity : None Ex nA G Zone 2 (United Kingdom) / Validity : None Ex ia G Zone 0 (Europa) / Validity : None Ex ia G Zone 0 (International) / Validity : None Ex ia G Zone 0 (Korea) / Validity : None Ex ia G Zone 0 (North America) / Validity : None Ex ia G Zone 0 (United Kingdom) / Validity : None Ex nA G Zone 2 (Europa) / Validity : None Ex nA G Zone 2 (International) / Validity : None Ex nA G Zone 2 (United Kingdom) / Validity : None Ex ia G Zone 0 (Europa) / Validity : None Ex ia G Zone 0 (International) / Validity : None Ex ia G Zone 0 (Korea) / Validity : None Ex ia G Zone 0 (North America) / Validity : None Ex ia G Zone 0 (United Kingdom) / Validity : None Ex nA G Zone 2 (Europa) / Validity : None Ex nA G Zone 2 (International) / Validity : None Ex nA G Zone 2 (United Kingdom) / Validity : None Ex ia G Zone 0 (Europa) / Validity : None Ex ia G Zone 0 (International) / Validity : None Ex ia G Zone 0 (North America) / Validity : None Ex ia G Zone 0 (United Kingdom) / Validity : None Ex nA G Zone 2 (Europa) / Validity : None Ex nA G Zone 2 (International) / Validity : None Ex nA G Zone 2 (United Kingdom) / Validity : None Ex ia G Zone 0 (Europa) / Validity : None Ex ia G Zone 0 (International) / Validity : None Ex ia G Zone 0 (North America) / Validity : None Ex ia G Zone 0 (United Kingdom) / Validity : None Ex nA G Zone 2 (Europa) / Validity : None Ex nA G Zone 2 (International) / Validity : None Ex nA G Zone 2 (United Kingdom) / Validity : None Ex ia G Zone 0 (Europa) / Validity : None Ex ia G Zone 0 (International) / Validity : None Ex ia G Zone 0 (North America) / Validity : None Ex ia G Zone 0 (United Kingdom) / Validity : None Ex nA G Zone 2 (Europa) / Validity : None Ex nA G Zone 2 (International) / Validity : None Ex nA G Zone 2 (United Kingdom) / Validity : None Ex ia G Zone 0 (Europa) / Validity : None Ex ia G Zone 0 (International) / Validity : None Ex ia G Zone 0 (North America) / Validity : None Ex ia G Zone 0 (United Kingdom) / Validity : None Ex nA G Zone 2 (Europa) / Validity : None Ex nA G Zone 2 (International) / Validity : None Ex nA G Zone 2 (United Kingdom) / Validity : None Ex ia G Zone 0 (Europa) / Validity : None Ex ia G Zone 0 (International) / Validity : None Ex ia G Zone 0 (Korea) / Validity : None Ex ia G Zone 0 (North America) / Validity : None Ex ia G Zone 0 (United Kingdom) / Validity : None Ex nA G Zone 2 (Europa) / Validity : None Ex nA G Zone 2 (International) / Validity : None Ex nA G Zone 2 (United Kingdom) / Validity : None Ex ia G Zone 0 (Europa) / Validity : None Ex ia G Zone 0 (International) / Validity : None Ex ia G Zone 0 (Korea) / Validity : None Ex ia G Zone 0 (North America) / Validity : None Ex ia G Zone 0 (United Kingdom) / Validity : None Ex nA G Zone 2 (Europa) / Validity : None Ex nA G Zone 2 (International) / Validity : None Ex nA G Zone 2 (United Kingdom) / Validity : None Ex ia G Zone 0 (Europa) / Validity : None Ex ia G Zone 0 (International) / Validity : None Ex ia G Zone 0 (Korea) / Validity : None Ex ia G Zone 0 (North America) / Validity : None Ex ia G Zone 0 (United Kingdom) / Validity : None Ex nA G Zone 2 (Europa) / Validity : None Ex nA G Zone 2 (International) / Validity : None Ex nA G Zone 2 (United Kingdom) / Validity : None Ex ia G Zone 0 (Europa) / Validity : None Ex ia G Zone 0 (International) / Validity : None Ex ia G Zone 0 (Korea) / Validity : None Ex ia G Zone 0 (North America) / Validity : None Ex ia G Zone 0 (United Kingdom) / Validity : None Ex nA G Zone 2 (Europa) / Validity : None Ex nA G Zone 2 (International) / Validity : None Ex nA G Zone 2 (United Kingdom) / Validity : None Ex ia G Zone 0 (Europa) / Validity : None Ex ia G Zone 0 (International) / Validity : None Ex ia G Zone 0 (Korea) / Validity : None Ex ia G Zone 0 (North America) / Validity : None Ex ia G Zone 0 (United Kingdom) / Validity : None Ex nA G Zone 2 (Europa) / Validity : None Ex nA G Zone 2 (International) / Validity : None Ex nA G Zone 2 (United Kingdom) / Validity : None Ex ia G Zone 0 (Europa) / Validity : None Ex ia G Zone 0 (International) / Validity : None Ex ia G Zone 0 (Korea) / Validity : None Ex ia G Zone 0 (North America) / Validity : None Ex ia G Zone 0 (United Kingdom) / Validity : None Ex ib G Zone 1 (Japan) / Validity : 22.08.2025 Ex nA G Zone 2 (Europa) / Validity : None Ex nA G Zone 2 (International) / Validity : None Ex nA G Zone 2 (United Kingdom) / Validity : None Ex ia G Zone 0 (Europa) / Validity : None Ex ia G Zone 0 (International) / Validity : None Ex ia G Zone 0 (Korea) / Validity : None Ex ia G Zone 0 (North America) / Validity : None Ex ia G Zone 0 (United Kingdom) / Validity : None Ex nA G Zone 2 (Europa) / Validity : None Ex nA G Zone 2 (International) / Validity : None Ex nA G Zone 2 (United Kingdom) / Validity : None Ex ia G Zone 0 (Europa) / Validity : None Ex ia G Zone 0 (International) / Validity : None Ex ia G Zone 0 (Korea) / Validity : None Ex ia G Zone 0 (North America) / Validity : None Ex ia G Zone 0 (United Kingdom) / Validity : None Ex nA G Zone 2 (Europa) / Validity : None Ex nA G Zone 2 (International) / Validity : None Ex nA G Zone 2 (United Kingdom) / Validity : None Ex ia G Zone 0 (Europa) / Validity : None Ex ia G Zone 0 (International) / Validity : None Ex ia G Zone 0 (Korea) / Validity : None Ex ia G Zone 0 (North America) / Validity : None Ex ia G Zone 0 (United Kingdom) / Validity : None Ex ib G Zone 1 (Japan) / Validity : 24.05.2024 Ex nA G Zone 2 (Europa) / Validity : None Ex nA G Zone 2 (International) / Validity : None Ex nA G Zone 2 (United Kingdom) / Validity : None Ex ia G Zone 0 (Europa) / Validity : None Ex ia G Zone 0 (International) / Validity : None Ex ia G Zone 0 (Korea) / Validity : None Ex ia G Zone 0 (North America) / Validity : None Ex ia G Zone 0 (United Kingdom) / Validity : None Ex nA G Zone 2 (Europa) / Validity : None Ex nA G Zone 2 (International) / Validity : None Ex nA G Zone 2 (United Kingdom) / Validity : None Ex ia G Zone 0 (Europa) / Validity : None Ex ia G Zone 0 (International) / Validity : None Ex ia G Zone 0 (Korea) / Validity : None Ex ia G Zone 0 (North America) / Validity : None Ex ia G Zone 0 (United Kingdom) / Validity : None Ex nA G Zone 2 (Europa) / Validity : None Ex nA G Zone 2 (International) / Validity : None Ex nA G Zone 2 (United Kingdom) / Validity : None Ex ia G Zone 0 (Europa) / Validity : None Ex ia G Zone 0 (International) / Validity : None Ex ia G Zone 0 (Korea) / Validity : None Ex ia G Zone 0 (North America) / Validity : None Ex ia G Zone 0 (United Kingdom) / Validity : None Ex nA G Zone 2 (Europa) / Validity : None Ex nA G Zone 2 (International) / Validity : None Ex nA G Zone 2 (United Kingdom) / Validity : None Ex ia G Zone 0 (Europa) / Validity : None Ex ia G Zone 0 (International) / Validity : None Ex ia G Zone 0 (Korea) / Validity : None Ex ia G Zone 0 (North America) / Validity : None Ex ia G Zone 0 (United Kingdom) / Validity : None Ex nA G Zone 2 (Europa) / Validity : None Ex nA G Zone 2 (International) / Validity : None Ex nA G Zone 2 (United Kingdom) / Validity : None Ex ia G Zone 0 (Europa) / Validity : None Ex ia G Zone 0 (International) / Validity : None Ex ia G Zone 0 (Korea) / Validity : None Ex ia G Zone 0 (North America) / Validity : None Ex ia G Zone 0 (United Kingdom) / Validity : None Ex nA G Zone 2 (Europa) / Validity : None Ex nA G Zone 2 (International) / Validity : None Ex nA G Zone 2 (United Kingdom) / Validity : None Ex ia G Zone 0 (Europa) / Validity : None Ex ia G Zone 0 (International) / Validity : None Ex ia G Zone 0 (Korea) / Validity : None Ex ia G Zone 0 (North America) / Validity : None Ex ia G Zone 0 (United Kingdom) / Validity : None Ex nA G Zone 2 (Europa) / Validity : None Ex nA G Zone 2 (International) / Validity : None Ex nA G Zone 2 (United Kingdom) / Validity : None Ex ia G Zone 0 (Europa) / Validity : None Ex ia G Zone 0 (International) / Validity : None Ex ia G Zone 0 (Korea) / Validity : None Ex ia G Zone 0 (North America) / Validity : None Ex ia G Zone 0 (United Kingdom) / Validity : None Ex nA G Zone 2 (Europa) / Validity : None Ex nA G Zone 2 (International) / Validity : None Ex nA G Zone 2 (United Kingdom) / Validity : None Ex ia G Zone 0 (Europa) / Validity : None Ex ia G Zone 0 (International) / Validity : None Ex ia G Zone 0 (Korea) / Validity : None Ex ia G Zone 0 (North America) / Validity : None Ex ia G Zone 0 (United Kingdom) / Validity : None Ex nA G Zone 2 (Europa) / Validity : None Ex nA G Zone 2 (International) / Validity : None Ex nA G Zone 2 (United Kingdom) / Validity : None Ex ia G Zone 0 (Europa) / Validity : None Ex ia G Zone 0 (International) / Validity : None Ex ia G Zone 0 (Korea) / Validity : None Ex ia G Zone 0 (North America) / Validity : None Ex ia G Zone 0 (United Kingdom) / Validity : None Ex nA G Zone 2 (Europa) / Validity : None Ex nA G Zone 2 (International) / Validity : None Ex nA G Zone 2 (United Kingdom) / Validity : None Ex ia G Zone 0 (Europa) / Validity : None Ex ia G Zone 0 (International) / Validity : None Ex ia G Zone 0 (Korea) / Validity : None Ex ia G Zone 0 (North America) / Validity : None Ex ia G Zone 0 (United Kingdom) / Validity : None Ex nA G Zone 2 (Europa) / Validity : None Ex nA G Zone 2 (International) / Validity : None Ex nA G Zone 2 (United Kingdom) / Validity : None Ex ia G Zone 0 (Europa) / Validity : None Ex ia G Zone 0 (International) / Validity : None Ex ia G Zone 0 (Korea) / Validity : None Ex ia G Zone 0 (North America) / Validity : None Ex ia G Zone 0 (United Kingdom) / Validity : None Ex nA G Zone 2 (Europa) / Validity : None Ex nA G Zone 2 (International) / Validity : None Ex nA G Zone 2 (United Kingdom) / Validity : None Ex ia G Zone 0 (Europa) / Validity : None Ex ia G Zone 0 (International) / Validity : None Ex ia G Zone 0 (Korea) / Validity : None Ex ia G Zone 0 (North America) / Validity : None Ex ia G Zone 0 (United Kingdom) / Validity : None Ex nA G Zone 2 (Europa) / Validity : None Ex nA G Zone 2 (International) / Validity : None Ex nA G Zone 2 (United Kingdom) / Validity : None Ex ia G Zone 0 (Europa) / Validity : None Ex ia G Zone 0 (International) / Validity : None Ex ia G Zone 0 (Korea) / Validity : None Ex ia G Zone 0 (North America) / Validity : None Ex ia G Zone 0 (United Kingdom) / Validity : None Ex nA G Zone 2 (Europa) / Validity : None Ex nA G Zone 2 (International) / Validity : None Ex nA G Zone 2 (United Kingdom) / Validity : None Ex ia G Zone 0 (Europa) / Validity : None Ex ia G Zone 0 (International) / Validity : None Ex ia G Zone 0 (Korea) / Validity : None Ex ia G Zone 0 (North America) / Validity : None Ex ia G Zone 0 (United Kingdom) / Validity : None Ex nA G Zone 2 (Europa) / Validity : None Ex nA G Zone 2 (International) / Validity : None Ex nA G Zone 2 (United Kingdom) / Validity : None Ex ia G Zone 0 (Europa) / Validity : None Ex ia G Zone 0 (International) / Validity : None Ex ia G Zone 0 (Korea) / Validity : None Ex ia G Zone 0 (North America) / Validity : None Ex ia G Zone 0 (United Kingdom) / Validity : None Ex nA G Zone 2 (Europa) / Validity : None Ex nA G Zone 2 (International) / Validity : None Ex nA G Zone 2 (United Kingdom) / Validity : None Ex ia G Zone 0 (Europa) / Validity : None Ex ia G Zone 0 (International) / Validity : None Ex ia G Zone 0 (Korea) / Validity : None Ex ia G Zone 0 (North America) / Validity : None Ex ia G Zone 0 (United Kingdom) / Validity : None Ex nA G Zone 2 (Europa) / Validity : None Ex nA G Zone 2 (International) / Validity : None Ex nA G Zone 2 (United Kingdom) / Validity : None Ex ia G Zone 0 (Europa) / Validity : None Ex ia G Zone 0 (International) / Validity : None Ex ia G Zone 0 (Korea) / Validity : None Ex ia G Zone 0 (North America) / Validity : None Ex ia G Zone 0 (United Kingdom) / Validity : None Ex nA G Zone 2 (Europa) / Validity : None Ex nA G Zone 2 (International) / Validity : None Ex nA G Zone 2 (United Kingdom) / Validity : None Ex ia G Zone 0 (Europa) / Validity : None Ex ia G Zone 0 (International) / Validity : None Ex ia G Zone 0 (Korea) / Validity : None Ex ia G Zone 0 (North America) / Validity : None Ex ia G Zone 0 (United Kingdom) / Validity : None Ex nA G Zone 2 (Europa) / Validity : None Ex nA G Zone 2 (International) / Validity : None Ex nA G Zone 2 (United Kingdom) / Validity : None Ex ia G Zone 0 (Europa) / Validity : None Ex ia G Zone 0 (International) / Validity : None Ex ia G Zone 0 (North America) / Validity : None Ex ia G Zone 0 (United Kingdom) / Validity : None Ex nA G Zone 2 (Europa) / Validity : None Ex nA G Zone 2 (International) / Validity : None Ex nA G Zone 2 (United Kingdom) / Validity : None Ex ia G Zone 0 (Europa) / Validity : None Ex ia G Zone 0 (International) / Validity : None Ex ia G Zone 0 (North America) / Validity : None Ex ia G Zone 0 (United Kingdom) / Validity : None Ex nA G Zone 2 (Europa) / Validity : None Ex nA G Zone 2 (International) / Validity : None Ex nA G Zone 2 (United Kingdom) / Validity : None Ex ia G Zone 0 (Europa) / Validity : None Ex ia G Zone 0 (International) / Validity : None Ex ia G Zone 0 (North America) / Validity : None Ex ia G Zone 0 (United Kingdom) / Validity : None Ex nA G Zone 2 (Europa) / Validity : None Ex nA G Zone 2 (International) / Validity : None Ex nA G Zone 2 (United Kingdom) / Validity : None Ex ia G Zone 0 (Europa) / Validity : None Ex ia G Zone 0 (International) / Validity : None Ex ia G Zone 0 (Korea) / Validity : None Ex ia G Zone 0 (North America) / Validity : None Ex ia G Zone 0 (United Kingdom) / Validity : None Ex nA G Zone 2 (Europa) / Validity : None Ex nA G Zone 2 (International) / Validity : None Ex nA G Zone 2 (United Kingdom) / Validity : None Ex ia G Zone 0 (Europa) / Validity : None Ex ia G Zone 0 (International) / Validity : None Ex ia G Zone 0 (North America) / Validity : None Ex ia G Zone 0 (Russia, Belarus, Kyrgyzstan, Armenia, Kazakhstan) / Validity : 18.02.2026 Ex nA G Zone 2 (Europa) / Validity : None Ex nA G Zone 2 (International) / Validity : None Ex nA G Zone 2 (North America) / Validity : None Ex nA G Zone 2 (Russia, Belarus, Kyrgyzstan, Armenia, Kazakhstan) / Validity : 18.02.2026
CP545-111 | 143-545-000-11x | CP545-111 Piezoelectric Dynamic Pressure Sensor | GaPO4 pressure sensor, matching IPC 704_511, -70°C to 560°C, 90 pC/bar, nominal pressure 0 to 50 bar, maximal pressure 100 bar, 4.1 m integral MI cable with double braid 0.850 m, Lemo type 0 connector, Ex approved | CPxxx, IPC707, GSI127, EC153, MA Seal, ABAxxx, JB105, JB116 | Ex ia G Zone 0 (Europa) / Validity : None Ex ia G Zone 0 (International) / Validity : None Ex ia G Zone 0 (Korea) / Validity : None Ex ia G Zone 0 (North America) / Validity : None Ex ia G Zone 0 (United Kingdom) / Validity : None Ex nA G Zone 2 (Europa) / Validity : None Ex nA G Zone 2 (International) / Validity : None Ex nA G Zone 2 (United Kingdom) / Validity : None Ex ia G Zone 0 (Europa) / Validity : None Ex ia G Zone 0 (International) / Validity : None Ex ia G Zone 0 (Korea) / Validity : None Ex ia G Zone 0 (North America) / Validity : None Ex ia G Zone 0 (United Kingdom) / Validity : None Ex nA G Zone 2 (Europa) / Validity : None Ex nA G Zone 2 (International) / Validity : None Ex nA G Zone 2 (United Kingdom) / Validity : None Ex ia G Zone 0 (Europa) / Validity : None Ex ia G Zone 0 (International) / Validity : None Ex ia G Zone 0 (Korea) / Validity : None Ex ia G Zone 0 (North America) / Validity : None Ex ia G Zone 0 (United Kingdom) / Validity : None Ex nA G Zone 2 (Europa) / Validity : None Ex nA G Zone 2 (International) / Validity : None Ex nA G Zone 2 (United Kingdom) / Validity : None Ex ia G Zone 0 (Europa) / Validity : None Ex ia G Zone 0 (International) / Validity : None Ex ia G Zone 0 (Korea) / Validity : None Ex ia G Zone 0 (North America) / Validity : None Ex ia G Zone 0 (United Kingdom) / Validity : None Ex nA G Zone 2 (Europa) / Validity : None Ex nA G Zone 2 (International) / Validity : None Ex nA G Zone 2 (United Kingdom) / Validity : None Ex ia G Zone 0 (Europa) / Validity : None Ex ia G Zone 0 (International) / Validity : None Ex ia G Zone 0 (Korea) / Validity : None Ex ia G Zone 0 (North America) / Validity : None Ex ia G Zone 0 (United Kingdom) / Validity : None Ex nA G Zone 2 (Europa) / Validity : None Ex nA G Zone 2 (International) / Validity : None Ex nA G Zone 2 (United Kingdom) / Validity : None Ex ia G Zone 0 (Europa) / Validity : None Ex ia G Zone 0 (International) / Validity : None Ex ia G Zone 0 (Korea) / Validity : None Ex ia G Zone 0 (North America) / Validity : None Ex ia G Zone 0 (United Kingdom) / Validity : None Ex nA G Zone 2 (Europa) / Validity : None Ex nA G Zone 2 (International) / Validity : None Ex nA G Zone 2 (United Kingdom) / Validity : None Ex ia G Zone 0 (Europa) / Validity : None Ex ia G Zone 0 (International) / Validity : None Ex ia G Zone 0 (Korea) / Validity : None Ex ia G Zone 0 (North America) / Validity : None Ex ia G Zone 0 (United Kingdom) / Validity : None Ex nA G Zone 2 (Europa) / Validity : None Ex nA G Zone 2 (International) / Validity : None Ex nA G Zone 2 (United Kingdom) / Validity : None Ex ia G Zone 0 (Europa) / Validity : None Ex ia G Zone 0 (International) / Validity : None Ex ia G Zone 0 (Korea) / Validity : None Ex ia G Zone 0 (North America) / Validity : None Ex ia G Zone 0 (United Kingdom) / Validity : None Ex nA G Zone 2 (Europa) / Validity : None Ex nA G Zone 2 (International) / Validity : None Ex nA G Zone 2 (United Kingdom) / Validity : None Ex ia G Zone 0 (Europa) / Validity : None Ex ia G Zone 0 (International) / Validity : None Ex ia G Zone 0 (Korea) / Validity : None Ex ia G Zone 0 (North America) / Validity : None Ex ia G Zone 0 (United Kingdom) / Validity : None Ex nA G Zone 2 (Europa) / Validity : None Ex nA G Zone 2 (International) / Validity : None Ex nA G Zone 2 (United Kingdom) / Validity : None Ex ia G Zone 0 (Europa) / Validity : None Ex ia G Zone 0 (International) / Validity : None Ex ia G Zone 0 (Korea) / Validity : None Ex ia G Zone 0 (North America) / Validity : None Ex ia G Zone 0 (United Kingdom) / Validity : None Ex nA G Zone 2 (Europa) / Validity : None Ex nA G Zone 2 (International) / Validity : None Ex nA G Zone 2 (United Kingdom) / Validity : None Ex ia G Zone 0 (Europa) / Validity : None Ex ia G Zone 0 (International) / Validity : None Ex ia G Zone 0 (Korea) / Validity : None Ex ia G Zone 0 (North America) / Validity : None Ex ia G Zone 0 (United Kingdom) / Validity : None Ex nA G Zone 2 (Europa) / Validity : None Ex nA G Zone 2 (International) / Validity : None Ex nA G Zone 2 (United Kingdom) / Validity : None Ex ia G Zone 0 (Europa) / Validity : None Ex ia G Zone 0 (International) / Validity : None Ex ia G Zone 0 (Korea) / Validity : None Ex ia G Zone 0 (North America) / Validity : None Ex ia G Zone 0 (United Kingdom) / Validity : None Ex nA G Zone 2 (Europa) / Validity : None Ex nA G Zone 2 (International) / Validity : None Ex nA G Zone 2 (United Kingdom) / Validity : None Ex ia G Zone 0 (Europa) / Validity : None Ex ia G Zone 0 (International) / Validity : None Ex ia G Zone 0 (Korea) / Validity : None Ex ia G Zone 0 (North America) / Validity : None Ex ia G Zone 0 (United Kingdom) / Validity : None Ex nA G Zone 2 (Europa) / Validity : None Ex nA G Zone 2 (International) / Validity : None Ex nA G Zone 2 (United Kingdom) / Validity : None Ex ia G Zone 0 (Europa) / Validity : None Ex ia G Zone 0 (International) / Validity : None Ex ia G Zone 0 (Korea) / Validity : None Ex ia G Zone 0 (North America) / Validity : None Ex ia G Zone 0 (United Kingdom) / Validity : None Ex nA G Zone 2 (Europa) / Validity : None Ex nA G Zone 2 (International) / Validity : None Ex nA G Zone 2 (United Kingdom) / Validity : None Ex ia G Zone 0 (Europa) / Validity : None Ex ia G Zone 0 (International) / Validity : None Ex ia G Zone 0 (Korea) / Validity : None Ex ia G Zone 0 (North America) / Validity : None Ex ia G Zone 0 (United Kingdom) / Validity : None Ex nA G Zone 2 (Europa) / Validity : None Ex nA G Zone 2 (International) / Validity : None Ex nA G Zone 2 (United Kingdom) / Validity : None Ex ia G Zone 0 (Europa) / Validity : None Ex ia G Zone 0 (International) / Validity : None Ex ia G Zone 0 (Korea) / Validity : None Ex ia G Zone 0 (North America) / Validity : None Ex ia G Zone 0 (United Kingdom) / Validity : None Ex nA G Zone 2 (Europa) / Validity : None Ex nA G Zone 2 (International) / Validity : None Ex nA G Zone 2 (United Kingdom) / Validity : None Ex ia G Zone 0 (Europa) / Validity : None Ex ia G Zone 0 (International) / Validity : None Ex ia G Zone 0 (Korea) / Validity : None Ex ia G Zone 0 (North America) / Validity : None Ex ia G Zone 0 (United Kingdom) / Validity : None Ex nA G Zone 2 (Europa) / Validity : None Ex nA G Zone 2 (International) / Validity : None Ex nA G Zone 2 (United Kingdom) / Validity : None Ex ia G Zone 0 (Europa) / Validity : None Ex ia G Zone 0 (International) / Validity : None Ex ia G Zone 0 (Korea) / Validity : None Ex ia G Zone 0 (North America) / Validity : None Ex ia G Zone 0 (United Kingdom) / Validity : None Ex nA G Zone 2 (Europa) / Validity : None Ex nA G Zone 2 (International) / Validity : None Ex nA G Zone 2 (United Kingdom) / Validity : None Ex ia G Zone 0 (Europa) / Validity : None Ex ia G Zone 0 (International) / Validity : None Ex ia G Zone 0 (Korea) / Validity : None Ex ia G Zone 0 (North America) / Validity : None Ex ia G Zone 0 (United Kingdom) / Validity : None Ex nA G Zone 2 (Europa) / Validity : None Ex nA G Zone 2 (International) / Validity : None Ex nA G Zone 2 (United Kingdom) / Validity : None Ex ia G Zone 0 (Europa) / Validity : None Ex ia G Zone 0 (International) / Validity : None Ex ia G Zone 0 (Korea) / Validity : None Ex ia G Zone 0 (North America) / Validity : None Ex ia G Zone 0 (United Kingdom) / Validity : None Ex nA G Zone 2 (Europa) / Validity : None Ex nA G Zone 2 (International) / Validity : None Ex nA G Zone 2 (United Kingdom) / Validity : None Ex ia G Zone 0 (Europa) / Validity : None Ex ia G Zone 0 (International) / Validity : None Ex ia G Zone 0 (Korea) / Validity : None Ex ia G Zone 0 (North America) / Validity : None Ex ia G Zone 0 (United Kingdom) / Validity : None Ex nA G Zone 2 (Europa) / Validity : None Ex nA G Zone 2 (International) / Validity : None Ex nA G Zone 2 (United Kingdom) / Validity : None Ex ia G Zone 0 (Europa) / Validity : None Ex ia G Zone 0 (International) / Validity : None Ex ia G Zone 0 (Korea) / Validity : None Ex ia G Zone 0 (North America) / Validity : None Ex ia G Zone 0 (United Kingdom) / Validity : None Ex nA G Zone 2 (Europa) / Validity : None Ex nA G Zone 2 (International) / Validity : None Ex nA G Zone 2 (United Kingdom) / Validity : None Ex ia G Zone 0 (Europa) / Validity : None Ex ia G Zone 0 (International) / Validity : None Ex ia G Zone 0 (Korea) / Validity : None Ex ia G Zone 0 (North America) / Validity : None Ex ia G Zone 0 (United Kingdom) / Validity : None Ex nA G Zone 2 (Europa) / Validity : None Ex nA G Zone 2 (International) / Validity : None Ex nA G Zone 2 (United Kingdom) / Validity : None Ex ia G Zone 0 (Europa) / Validity : None Ex ia G Zone 0 (International) / Validity : None Ex ia G Zone 0 (Korea) / Validity : None Ex ia G Zone 0 (North America) / Validity : None Ex ia G Zone 0 (United Kingdom) / Validity : None Ex nA G Zone 2 (Europa) / Validity : None Ex nA G Zone 2 (International) / Validity : None Ex nA G Zone 2 (United Kingdom) / Validity : None Ex ia G Zone 0 (Europa) / Validity : None Ex ia G Zone 0 (International) / Validity : None Ex ia G Zone 0 (Korea) / Validity : None Ex ia G Zone 0 (North America) / Validity : None Ex ia G Zone 0 (United Kingdom) / Validity : None Ex nA G Zone 2 (Europa) / Validity : None Ex nA G Zone 2 (International) / Validity : None Ex nA G Zone 2 (United Kingdom) / Validity : None Ex ia G Zone 0 (Europa) / Validity : None Ex ia G Zone 0 (International) / Validity : None Ex ia G Zone 0 (North America) / Validity : None Ex ia G Zone 0 (United Kingdom) / Validity : None Ex nA G Zone 2 (Europa) / Validity : None Ex nA G Zone 2 (International) / Validity : None Ex nA G Zone 2 (United Kingdom) / Validity : None Ex ia G Zone 0 (Europa) / Validity : None Ex ia G Zone 0 (International) / Validity : None Ex ia G Zone 0 (North America) / Validity : None Ex ia G Zone 0 (United Kingdom) / Validity : None Ex nA G Zone 2 (Europa) / Validity : None Ex nA G Zone 2 (International) / Validity : None Ex nA G Zone 2 (United Kingdom) / Validity : None Ex ia G Zone 0 (Europa) / Validity : None Ex ia G Zone 0 (International) / Validity : None Ex ia G Zone 0 (North America) / Validity : None Ex ia G Zone 0 (United Kingdom) / Validity : None Ex nA G Zone 2 (Europa) / Validity : None Ex nA G Zone 2 (International) / Validity : None Ex nA G Zone 2 (United Kingdom) / Validity : None Ex ia G Zone 0 (Europa) / Validity : None Ex ia G Zone 0 (International) / Validity : None Ex ia G Zone 0 (North America) / Validity : None Ex ia G Zone 0 (United Kingdom) / Validity : None Ex nA G Zone 2 (Europa) / Validity : None Ex nA G Zone 2 (International) / Validity : None Ex nA G Zone 2 (United Kingdom) / Validity : None Ex ia G Zone 0 (Europa) / Validity : None Ex ia G Zone 0 (International) / Validity : None Ex ia G Zone 0 (Korea) / Validity : None Ex ia G Zone 0 (North America) / Validity : None Ex ia G Zone 0 (United Kingdom) / Validity : None Ex nA G Zone 2 (Europa) / Validity : None Ex nA G Zone 2 (International) / Validity : None Ex nA G Zone 2 (United Kingdom) / Validity : None Ex ia G Zone 0 (Europa) / Validity : None Ex ia G Zone 0 (International) / Validity : None Ex ia G Zone 0 (Korea) / Validity : None Ex ia G Zone 0 (North America) / Validity : None Ex ia G Zone 0 (United Kingdom) / Validity : None Ex nA G Zone 2 (Europa) / Validity : None Ex nA G Zone 2 (International) / Validity : None Ex nA G Zone 2 (United Kingdom) / Validity : None Ex ia G Zone 0 (Europa) / Validity : None Ex ia G Zone 0 (International) / Validity : None Ex ia G Zone 0 (Korea) / Validity : None Ex ia G Zone 0 (North America) / Validity : None Ex ia G Zone 0 (United Kingdom) / Validity : None Ex nA G Zone 2 (Europa) / Validity : None Ex nA G Zone 2 (International) / Validity : None Ex nA G Zone 2 (United Kingdom) / Validity : None Ex ia G Zone 0 (Europa) / Validity : None Ex ia G Zone 0 (International) / Validity : None Ex ia G Zone 0 (Korea) / Validity : None Ex ia G Zone 0 (North America) / Validity : None Ex ia G Zone 0 (United Kingdom) / Validity : None Ex nA G Zone 2 (Europa) / Validity : None Ex nA G Zone 2 (International) / Validity : None Ex nA G Zone 2 (United Kingdom) / Validity : None Ex ia G Zone 0 (Europa) / Validity : None Ex ia G Zone 0 (International) / Validity : None Ex ia G Zone 0 (Korea) / Validity : None Ex ia G Zone 0 (North America) / Validity : None Ex ia G Zone 0 (United Kingdom) / Validity : None Ex nA G Zone 2 (Europa) / Validity : None Ex nA G Zone 2 (International) / Validity : None Ex nA G Zone 2 (United Kingdom) / Validity : None Ex ia G Zone 0 (Europa) / Validity : None Ex ia G Zone 0 (International) / Validity : None Ex ia G Zone 0 (Korea) / Validity : None Ex ia G Zone 0 (North America) / Validity : None Ex ia G Zone 0 (United Kingdom) / Validity : None Ex ib G Zone 1 (Japan) / Validity : 22.08.2025 Ex nA G Zone 2 (Europa) / Validity : None Ex nA G Zone 2 (International) / Validity : None Ex nA G Zone 2 (United Kingdom) / Validity : None Ex ia G Zone 0 (Europa) / Validity : None Ex ia G Zone 0 (International) / Validity : None Ex ia G Zone 0 (Korea) / Validity : None Ex ia G Zone 0 (North America) / Validity : None Ex ia G Zone 0 (United Kingdom) / Validity : None Ex nA G Zone 2 (Europa) / Validity : None Ex nA G Zone 2 (International) / Validity : None Ex nA G Zone 2 (United Kingdom) / Validity : None Ex ia G Zone 0 (Europa) / Validity : None Ex ia G Zone 0 (International) / Validity : None Ex ia G Zone 0 (Korea) / Validity : None Ex ia G Zone 0 (North America) / Validity : None Ex ia G Zone 0 (United Kingdom) / Validity : None Ex nA G Zone 2 (Europa) / Validity : None Ex nA G Zone 2 (International) / Validity : None Ex nA G Zone 2 (United Kingdom) / Validity : None Ex ia G Zone 0 (Europa) / Validity : None Ex ia G Zone 0 (International) / Validity : None Ex ia G Zone 0 (Korea) / Validity : None Ex ia G Zone 0 (North America) / Validity : None Ex ia G Zone 0 (United Kingdom) / Validity : None Ex ib G Zone 1 (Japan) / Validity : 24.05.2024 Ex nA G Zone 2 (Europa) / Validity : None Ex nA G Zone 2 (International) / Validity : None Ex nA G Zone 2 (United Kingdom) / Validity : None Ex ia G Zone 0 (Europa) / Validity : None Ex ia G Zone 0 (International) / Validity : None Ex ia G Zone 0 (Korea) / Validity : None Ex ia G Zone 0 (North America) / Validity : None Ex ia G Zone 0 (United Kingdom) / Validity : None Ex nA G Zone 2 (Europa) / Validity : None Ex nA G Zone 2 (International) / Validity : None Ex nA G Zone 2 (United Kingdom) / Validity : None Ex ia G Zone 0 (Europa) / Validity : None Ex ia G Zone 0 (International) / Validity : None Ex ia G Zone 0 (Korea) / Validity : None Ex ia G Zone 0 (North America) / Validity : None Ex ia G Zone 0 (United Kingdom) / Validity : None Ex nA G Zone 2 (Europa) / Validity : None Ex nA G Zone 2 (International) / Validity : None Ex nA G Zone 2 (United Kingdom) / Validity : None Ex ia G Zone 0 (Europa) / Validity : None Ex ia G Zone 0 (International) / Validity : None Ex ia G Zone 0 (Korea) / Validity : None Ex ia G Zone 0 (North America) / Validity : None Ex ia G Zone 0 (United Kingdom) / Validity : None Ex nA G Zone 2 (Europa) / Validity : None Ex nA G Zone 2 (International) / Validity : None Ex nA G Zone 2 (United Kingdom) / Validity : None Ex ia G Zone 0 (Europa) / Validity : None Ex ia G Zone 0 (International) / Validity : None Ex ia G Zone 0 (Korea) / Validity : None Ex ia G Zone 0 (North America) / Validity : None Ex ia G Zone 0 (United Kingdom) / Validity : None Ex nA G Zone 2 (Europa) / Validity : None Ex nA G Zone 2 (International) / Validity : None Ex nA G Zone 2 (United Kingdom) / Validity : None Ex ia G Zone 0 (Europa) / Validity : None Ex ia G Zone 0 (International) / Validity : None Ex ia G Zone 0 (Korea) / Validity : None Ex ia G Zone 0 (North America) / Validity : None Ex ia G Zone 0 (United Kingdom) / Validity : None Ex nA G Zone 2 (Europa) / Validity : None Ex nA G Zone 2 (International) / Validity : None Ex nA G Zone 2 (United Kingdom) / Validity : None Ex ia G Zone 0 (Europa) / Validity : None Ex ia G Zone 0 (International) / Validity : None Ex ia G Zone 0 (Korea) / Validity : None Ex ia G Zone 0 (North America) / Validity : None Ex ia G Zone 0 (United Kingdom) / Validity : None Ex nA G Zone 2 (Europa) / Validity : None Ex nA G Zone 2 (International) / Validity : None Ex nA G Zone 2 (United Kingdom) / Validity : None Ex ia G Zone 0 (Europa) / Validity : None Ex ia G Zone 0 (International) / Validity : None Ex ia G Zone 0 (Korea) / Validity : None Ex ia G Zone 0 (North America) / Validity : None Ex ia G Zone 0 (United Kingdom) / Validity : None Ex nA G Zone 2 (Europa) / Validity : None Ex nA G Zone 2 (International) / Validity : None Ex nA G Zone 2 (United Kingdom) / Validity : None Ex ia G Zone 0 (Europa) / Validity : None Ex ia G Zone 0 (International) / Validity : None Ex ia G Zone 0 (Korea) / Validity : None Ex ia G Zone 0 (North America) / Validity : None Ex ia G Zone 0 (United Kingdom) / Validity : None Ex nA G Zone 2 (Europa) / Validity : None Ex nA G Zone 2 (International) / Validity : None Ex nA G Zone 2 (United Kingdom) / Validity : None Ex ia G Zone 0 (Europa) / Validity : None Ex ia G Zone 0 (International) / Validity : None Ex ia G Zone 0 (Korea) / Validity : None Ex ia G Zone 0 (North America) / Validity : None Ex ia G Zone 0 (United Kingdom) / Validity : None Ex nA G Zone 2 (Europa) / Validity : None Ex nA G Zone 2 (International) / Validity : None Ex nA G Zone 2 (United Kingdom) / Validity : None Ex ia G Zone 0 (Europa) / Validity : None Ex ia G Zone 0 (International) / Validity : None Ex ia G Zone 0 (Korea) / Validity : None Ex ia G Zone 0 (North America) / Validity : None Ex ia G Zone 0 (United Kingdom) / Validity : None Ex nA G Zone 2 (Europa) / Validity : None Ex nA G Zone 2 (International) / Validity : None Ex nA G Zone 2 (United Kingdom) / Validity : None Ex ia G Zone 0 (Europa) / Validity : None Ex ia G Zone 0 (International) / Validity : None Ex ia G Zone 0 (Korea) / Validity : None Ex ia G Zone 0 (North America) / Validity : None Ex ia G Zone 0 (United Kingdom) / Validity : None Ex nA G Zone 2 (Europa) / Validity : None Ex nA G Zone 2 (International) / Validity : None Ex nA G Zone 2 (United Kingdom) / Validity : None Ex ia G Zone 0 (Europa) / Validity : None Ex ia G Zone 0 (International) / Validity : None Ex ia G Zone 0 (Korea) / Validity : None Ex ia G Zone 0 (North America) / Validity : None Ex ia G Zone 0 (United Kingdom) / Validity : None Ex nA G Zone 2 (Europa) / Validity : None Ex nA G Zone 2 (International) / Validity : None Ex nA G Zone 2 (United Kingdom) / Validity : None Ex ia G Zone 0 (Europa) / Validity : None Ex ia G Zone 0 (International) / Validity : None Ex ia G Zone 0 (Korea) / Validity : None Ex ia G Zone 0 (North America) / Validity : None Ex ia G Zone 0 (United Kingdom) / Validity : None Ex nA G Zone 2 (Europa) / Validity : None Ex nA G Zone 2 (International) / Validity : None Ex nA G Zone 2 (United Kingdom) / Validity : None Ex ia G Zone 0 (Europa) / Validity : None Ex ia G Zone 0 (International) / Validity : None Ex ia G Zone 0 (Korea) / Validity : None Ex ia G Zone 0 (North America) / Validity : None Ex ia G Zone 0 (United Kingdom) / Validity : None Ex nA G Zone 2 (Europa) / Validity : None Ex nA G Zone 2 (International) / Validity : None Ex nA G Zone 2 (United Kingdom) / Validity : None Ex ia G Zone 0 (Europa) / Validity : None Ex ia G Zone 0 (International) / Validity : None Ex ia G Zone 0 (Korea) / Validity : None Ex ia G Zone 0 (North America) / Validity : None Ex ia G Zone 0 (United Kingdom) / Validity : None Ex nA G Zone 2 (Europa) / Validity : None Ex nA G Zone 2 (International) / Validity : None Ex nA G Zone 2 (United Kingdom) / Validity : None Ex ia G Zone 0 (Europa) / Validity : None Ex ia G Zone 0 (International) / Validity : None Ex ia G Zone 0 (Korea) / Validity : None Ex ia G Zone 0 (North America) / Validity : None Ex ia G Zone 0 (United Kingdom) / Validity : None Ex nA G Zone 2 (Europa) / Validity : None Ex nA G Zone 2 (International) / Validity : None Ex nA G Zone 2 (United Kingdom) / Validity : None Ex ia G Zone 0 (Europa) / Validity : None Ex ia G Zone 0 (International) / Validity : None Ex ia G Zone 0 (Korea) / Validity : None Ex ia G Zone 0 (North America) / Validity : None Ex ia G Zone 0 (United Kingdom) / Validity : None Ex nA G Zone 2 (Europa) / Validity : None Ex nA G Zone 2 (International) / Validity : None Ex nA G Zone 2 (United Kingdom) / Validity : None Ex ia G Zone 0 (Europa) / Validity : None Ex ia G Zone 0 (International) / Validity : None Ex ia G Zone 0 (Korea) / Validity : None Ex ia G Zone 0 (North America) / Validity : None Ex ia G Zone 0 (United Kingdom) / Validity : None Ex nA G Zone 2 (Europa) / Validity : None Ex nA G Zone 2 (International) / Validity : None Ex nA G Zone 2 (United Kingdom) / Validity : None Ex ia G Zone 0 (Europa) / Validity : None Ex ia G Zone 0 (International) / Validity : None Ex ia G Zone 0 (North America) / Validity : None Ex ia G Zone 0 (United Kingdom) / Validity : None Ex nA G Zone 2 (Europa) / Validity : None Ex nA G Zone 2 (International) / Validity : None Ex nA G Zone 2 (United Kingdom) / Validity : None Ex ia G Zone 0 (Europa) / Validity : None Ex ia G Zone 0 (International) / Validity : None Ex ia G Zone 0 (North America) / Validity : None Ex ia G Zone 0 (United Kingdom) / Validity : None Ex nA G Zone 2 (Europa) / Validity : None Ex nA G Zone 2 (International) / Validity : None Ex nA G Zone 2 (United Kingdom) / Validity : None Ex ia G Zone 0 (Europa) / Validity : None Ex ia G Zone 0 (International) / Validity : None Ex ia G Zone 0 (North America) / Validity : None Ex ia G Zone 0 (United Kingdom) / Validity : None Ex nA G Zone 2 (Europa) / Validity : None Ex nA G Zone 2 (International) / Validity : None Ex nA G Zone 2 (United Kingdom) / Validity : None Ex ia G Zone 0 (Europa) / Validity : None Ex ia G Zone 0 (International) / Validity : None Ex ia G Zone 0 (Korea) / Validity : None Ex ia G Zone 0 (North America) / Validity : None Ex ia G Zone 0 (United Kingdom) / Validity : None Ex nA G Zone 2 (Europa) / Validity : None Ex nA G Zone 2 (International) / Validity : None Ex nA G Zone 2 (United Kingdom) / Validity : None Ex ia G Zone 0 (Europa) / Validity : None Ex ia G Zone 0 (International) / Validity : None Ex ia G Zone 0 (North America) / Validity : None Ex ia G Zone 0 (Russia, Belarus, Kyrgyzstan, Armenia, Kazakhstan) / Validity : 18.02.2026 Ex nA G Zone 2 (Europa) / Validity : None Ex nA G Zone 2 (International) / Validity : None Ex nA G Zone 2 (North America) / Validity : None Ex nA G Zone 2 (Russia, Belarus, Kyrgyzstan, Armenia, Kazakhstan) / Validity : 18.02.2026
CP545-121 | 143-545-000-12x | CP545-121 Piezoelectric Dynamic Pressure Sensor | GaPO4 pressure sensor, matching IPC 704_511, -70°C to 560°C, 90 pC/bar, nominal pressure 0 to 50 bar, maximal pressure 100 bar, 4.1 m integral MI cable with double braid 0.930 m, Lemo type 0 connector, Ex approved | CPxxx, IPC707, GSI127, EC153, MA Seal, ABAxxx, JB105, JB116 | Ex ia G Zone 0 (Europa) / Validity : None Ex ia G Zone 0 (International) / Validity : None Ex ia G Zone 0 (Korea) / Validity : None Ex ia G Zone 0 (North America) / Validity : None Ex ia G Zone 0 (United Kingdom) / Validity : None Ex nA G Zone 2 (Europa) / Validity : None Ex nA G Zone 2 (International) / Validity : None Ex nA G Zone 2 (United Kingdom) / Validity : None Ex ia G Zone 0 (Europa) / Validity : None Ex ia G Zone 0 (International) / Validity : None Ex ia G Zone 0 (Korea) / Validity : None Ex ia G Zone 0 (North America) / Validity : None Ex ia G Zone 0 (United Kingdom) / Validity : None Ex nA G Zone 2 (Europa) / Validity : None Ex nA G Zone 2 (International) / Validity : None Ex nA G Zone 2 (United Kingdom) / Validity : None Ex ia G Zone 0 (Europa) / Validity : None Ex ia G Zone 0 (International) / Validity : None Ex ia G Zone 0 (Korea) / Validity : None Ex ia G Zone 0 (North America) / Validity : None Ex ia G Zone 0 (United Kingdom) / Validity : None Ex nA G Zone 2 (Europa) / Validity : None Ex nA G Zone 2 (International) / Validity : None Ex nA G Zone 2 (United Kingdom) / Validity : None Ex ia G Zone 0 (Europa) / Validity : None Ex ia G Zone 0 (International) / Validity : None Ex ia G Zone 0 (Korea) / Validity : None Ex ia G Zone 0 (North America) / Validity : None Ex ia G Zone 0 (United Kingdom) / Validity : None Ex nA G Zone 2 (Europa) / Validity : None Ex nA G Zone 2 (International) / Validity : None Ex nA G Zone 2 (United Kingdom) / Validity : None Ex ia G Zone 0 (Europa) / Validity : None Ex ia G Zone 0 (International) / Validity : None Ex ia G Zone 0 (Korea) / Validity : None Ex ia G Zone 0 (North America) / Validity : None Ex ia G Zone 0 (United Kingdom) / Validity : None Ex nA G Zone 2 (Europa) / Validity : None Ex nA G Zone 2 (International) / Validity : None Ex nA G Zone 2 (United Kingdom) / Validity : None Ex ia G Zone 0 (Europa) / Validity : None Ex ia G Zone 0 (International) / Validity : None Ex ia G Zone 0 (Korea) / Validity : None Ex ia G Zone 0 (North America) / Validity : None Ex ia G Zone 0 (United Kingdom) / Validity : None Ex nA G Zone 2 (Europa) / Validity : None Ex nA G Zone 2 (International) / Validity : None Ex nA G Zone 2 (United Kingdom) / Validity : None Ex ia G Zone 0 (Europa) / Validity : None Ex ia G Zone 0 (International) / Validity : None Ex ia G Zone 0 (Korea) / Validity : None Ex ia G Zone 0 (North America) / Validity : None Ex ia G Zone 0 (United Kingdom) / Validity : None Ex nA G Zone 2 (Europa) / Validity : None Ex nA G Zone 2 (International) / Validity : None Ex nA G Zone 2 (United Kingdom) / Validity : None Ex ia G Zone 0 (Europa) / Validity : None Ex ia G Zone 0 (International) / Validity : None Ex ia G Zone 0 (Korea) / Validity : None Ex ia G Zone 0 (North America) / Validity : None Ex ia G Zone 0 (United Kingdom) / Validity : None Ex nA G Zone 2 (Europa) / Validity : None Ex nA G Zone 2 (International) / Validity : None Ex nA G Zone 2 (United Kingdom) / Validity : None Ex ia G Zone 0 (Europa) / Validity : None Ex ia G Zone 0 (International) / Validity : None Ex ia G Zone 0 (Korea) / Validity : None Ex ia G Zone 0 (North America) / Validity : None Ex ia G Zone 0 (United Kingdom) / Validity : None Ex nA G Zone 2 (Europa) / Validity : None Ex nA G Zone 2 (International) / Validity : None Ex nA G Zone 2 (United Kingdom) / Validity : None Ex ia G Zone 0 (Europa) / Validity : None Ex ia G Zone 0 (International) / Validity : None Ex ia G Zone 0 (Korea) / Validity : None Ex ia G Zone 0 (North America) / Validity : None Ex ia G Zone 0 (United Kingdom) / Validity : None Ex nA G Zone 2 (Europa) / Validity : None Ex nA G Zone 2 (International) / Validity : None Ex nA G Zone 2 (United Kingdom) / Validity : None Ex ia G Zone 0 (Europa) / Validity : None Ex ia G Zone 0 (International) / Validity : None Ex ia G Zone 0 (Korea) / Validity : None Ex ia G Zone 0 (North America) / Validity : None Ex ia G Zone 0 (United Kingdom) / Validity : None Ex nA G Zone 2 (Europa) / Validity : None Ex nA G Zone 2 (International) / Validity : None Ex nA G Zone 2 (United Kingdom) / Validity : None Ex ia G Zone 0 (Europa) / Validity : None Ex ia G Zone 0 (International) / Validity : None Ex ia G Zone 0 (Korea) / Validity : None Ex ia G Zone 0 (North America) / Validity : None Ex ia G Zone 0 (United Kingdom) / Validity : None Ex nA G Zone 2 (Europa) / Validity : None Ex nA G Zone 2 (International) / Validity : None Ex nA G Zone 2 (United Kingdom) / Validity : None Ex ia G Zone 0 (Europa) / Validity : None Ex ia G Zone 0 (International) / Validity : None Ex ia G Zone 0 (Korea) / Validity : None Ex ia G Zone 0 (North America) / Validity : None Ex ia G Zone 0 (United Kingdom) / Validity : None Ex nA G Zone 2 (Europa) / Validity : None Ex nA G Zone 2 (International) / Validity : None Ex nA G Zone 2 (United Kingdom) / Validity : None Ex ia G Zone 0 (Europa) / Validity : None Ex ia G Zone 0 (International) / Validity : None Ex ia G Zone 0 (Korea) / Validity : None Ex ia G Zone 0 (North America) / Validity : None Ex ia G Zone 0 (United Kingdom) / Validity : None Ex nA G Zone 2 (Europa) / Validity : None Ex nA G Zone 2 (International) / Validity : None Ex nA G Zone 2 (United Kingdom) / Validity : None Ex ia G Zone 0 (Europa) / Validity : None Ex ia G Zone 0 (International) / Validity : None Ex ia G Zone 0 (Korea) / Validity : None Ex ia G Zone 0 (North America) / Validity : None Ex ia G Zone 0 (United Kingdom) / Validity : None Ex nA G Zone 2 (Europa) / Validity : None Ex nA G Zone 2 (International) / Validity : None Ex nA G Zone 2 (United Kingdom) / Validity : None Ex ia G Zone 0 (Europa) / Validity : None Ex ia G Zone 0 (International) / Validity : None Ex ia G Zone 0 (Korea) / Validity : None Ex ia G Zone 0 (North America) / Validity : None Ex ia G Zone 0 (United Kingdom) / Validity : None Ex nA G Zone 2 (Europa) / Validity : None Ex nA G Zone 2 (International) / Validity : None Ex nA G Zone 2 (United Kingdom) / Validity : None Ex ia G Zone 0 (Europa) / Validity : None Ex ia G Zone 0 (International) / Validity : None Ex ia G Zone 0 (Korea) / Validity : None Ex ia G Zone 0 (North America) / Validity : None Ex ia G Zone 0 (United Kingdom) / Validity : None Ex nA G Zone 2 (Europa) / Validity : None Ex nA G Zone 2 (International) / Validity : None Ex nA G Zone 2 (United Kingdom) / Validity : None Ex ia G Zone 0 (Europa) / Validity : None Ex ia G Zone 0 (International) / Validity : None Ex ia G Zone 0 (Korea) / Validity : None Ex ia G Zone 0 (North America) / Validity : None Ex ia G Zone 0 (United Kingdom) / Validity : None Ex nA G Zone 2 (Europa) / Validity : None Ex nA G Zone 2 (International) / Validity : None Ex nA G Zone 2 (United Kingdom) / Validity : None Ex ia G Zone 0 (Europa) / Validity : None Ex ia G Zone 0 (International) / Validity : None Ex ia G Zone 0 (Korea) / Validity : None Ex ia G Zone 0 (North America) / Validity : None Ex ia G Zone 0 (United Kingdom) / Validity : None Ex nA G Zone 2 (Europa) / Validity : None Ex nA G Zone 2 (International) / Validity : None Ex nA G Zone 2 (United Kingdom) / Validity : None Ex ia G Zone 0 (Europa) / Validity : None Ex ia G Zone 0 (International) / Validity : None Ex ia G Zone 0 (Korea) / Validity : None Ex ia G Zone 0 (North America) / Validity : None Ex ia G Zone 0 (United Kingdom) / Validity : None Ex nA G Zone 2 (Europa) / Validity : None Ex nA G Zone 2 (International) / Validity : None Ex nA G Zone 2 (United Kingdom) / Validity : None Ex ia G Zone 0 (Europa) / Validity : None Ex ia G Zone 0 (International) / Validity : None Ex ia G Zone 0 (Korea) / Validity : None Ex ia G Zone 0 (North America) / Validity : None Ex ia G Zone 0 (United Kingdom) / Validity : None Ex nA G Zone 2 (Europa) / Validity : None Ex nA G Zone 2 (International) / Validity : None Ex nA G Zone 2 (United Kingdom) / Validity : None Ex ia G Zone 0 (Europa) / Validity : None Ex ia G Zone 0 (International) / Validity : None Ex ia G Zone 0 (Korea) / Validity : None Ex ia G Zone 0 (North America) / Validity : None Ex ia G Zone 0 (United Kingdom) / Validity : None Ex nA G Zone 2 (Europa) / Validity : None Ex nA G Zone 2 (International) / Validity : None Ex nA G Zone 2 (United Kingdom) / Validity : None Ex ia G Zone 0 (Europa) / Validity : None Ex ia G Zone 0 (International) / Validity : None Ex ia G Zone 0 (Korea) / Validity : None Ex ia G Zone 0 (North America) / Validity : None Ex ia G Zone 0 (United Kingdom) / Validity : None Ex nA G Zone 2 (Europa) / Validity : None Ex nA G Zone 2 (International) / Validity : None Ex nA G Zone 2 (United Kingdom) / Validity : None Ex ia G Zone 0 (Europa) / Validity : None Ex ia G Zone 0 (International) / Validity : None Ex ia G Zone 0 (Korea) / Validity : None Ex ia G Zone 0 (North America) / Validity : None Ex ia G Zone 0 (United Kingdom) / Validity : None Ex nA G Zone 2 (Europa) / Validity : None Ex nA G Zone 2 (International) / Validity : None Ex nA G Zone 2 (United Kingdom) / Validity : None Ex ia G Zone 0 (Europa) / Validity : None Ex ia G Zone 0 (International) / Validity : None Ex ia G Zone 0 (Korea) / Validity : None Ex ia G Zone 0 (North America) / Validity : None Ex ia G Zone 0 (United Kingdom) / Validity : None Ex nA G Zone 2 (Europa) / Validity : None Ex nA G Zone 2 (International) / Validity : None Ex nA G Zone 2 (United Kingdom) / Validity : None Ex ia G Zone 0 (Europa) / Validity : None Ex ia G Zone 0 (International) / Validity : None Ex ia G Zone 0 (North America) / Validity : None Ex ia G Zone 0 (United Kingdom) / Validity : None Ex nA G Zone 2 (Europa) / Validity : None Ex nA G Zone 2 (International) / Validity : None Ex nA G Zone 2 (United Kingdom) / Validity : None Ex ia G Zone 0 (Europa) / Validity : None Ex ia G Zone 0 (International) / Validity : None Ex ia G Zone 0 (North America) / Validity : None Ex ia G Zone 0 (United Kingdom) / Validity : None Ex nA G Zone 2 (Europa) / Validity : None Ex nA G Zone 2 (International) / Validity : None Ex nA G Zone 2 (United Kingdom) / Validity : None Ex ia G Zone 0 (Europa) / Validity : None Ex ia G Zone 0 (International) / Validity : None Ex ia G Zone 0 (North America) / Validity : None Ex ia G Zone 0 (United Kingdom) / Validity : None Ex nA G Zone 2 (Europa) / Validity : None Ex nA G Zone 2 (International) / Validity : None Ex nA G Zone 2 (United Kingdom) / Validity : None Ex ia G Zone 0 (Europa) / Validity : None Ex ia G Zone 0 (International) / Validity : None Ex ia G Zone 0 (North America) / Validity : None Ex ia G Zone 0 (United Kingdom) / Validity : None Ex nA G Zone 2 (Europa) / Validity : None Ex nA G Zone 2 (International) / Validity : None Ex nA G Zone 2 (United Kingdom) / Validity : None Ex ia G Zone 0 (Europa) / Validity : None Ex ia G Zone 0 (International) / Validity : None Ex ia G Zone 0 (Korea) / Validity : None Ex ia G Zone 0 (North America) / Validity : None Ex ia G Zone 0 (United Kingdom) / Validity : None Ex nA G Zone 2 (Europa) / Validity : None Ex nA G Zone 2 (International) / Validity : None Ex nA G Zone 2 (United Kingdom) / Validity : None Ex ia G Zone 0 (Europa) / Validity : None Ex ia G Zone 0 (International) / Validity : None Ex ia G Zone 0 (Korea) / Validity : None Ex ia G Zone 0 (North America) / Validity : None Ex ia G Zone 0 (United Kingdom) / Validity : None Ex nA G Zone 2 (Europa) / Validity : None Ex nA G Zone 2 (International) / Validity : None Ex nA G Zone 2 (United Kingdom) / Validity : None Ex ia G Zone 0 (Europa) / Validity : None Ex ia G Zone 0 (International) / Validity : None Ex ia G Zone 0 (Korea) / Validity : None Ex ia G Zone 0 (North America) / Validity : None Ex ia G Zone 0 (United Kingdom) / Validity : None Ex nA G Zone 2 (Europa) / Validity : None Ex nA G Zone 2 (International) / Validity : None Ex nA G Zone 2 (United Kingdom) / Validity : None Ex ia G Zone 0 (Europa) / Validity : None Ex ia G Zone 0 (International) / Validity : None Ex ia G Zone 0 (Korea) / Validity : None Ex ia G Zone 0 (North America) / Validity : None Ex ia G Zone 0 (United Kingdom) / Validity : None Ex nA G Zone 2 (Europa) / Validity : None Ex nA G Zone 2 (International) / Validity : None Ex nA G Zone 2 (United Kingdom) / Validity : None Ex ia G Zone 0 (Europa) / Validity : None Ex ia G Zone 0 (International) / Validity : None Ex ia G Zone 0 (Korea) / Validity : None Ex ia G Zone 0 (North America) / Validity : None Ex ia G Zone 0 (United Kingdom) / Validity : None Ex nA G Zone 2 (Europa) / Validity : None Ex nA G Zone 2 (International) / Validity : None Ex nA G Zone 2 (United Kingdom) / Validity : None Ex ia G Zone 0 (Europa) / Validity : None Ex ia G Zone 0 (International) / Validity : None Ex ia G Zone 0 (Korea) / Validity : None Ex ia G Zone 0 (North America) / Validity : None Ex ia G Zone 0 (United Kingdom) / Validity : None Ex ib G Zone 1 (Japan) / Validity : 22.08.2025 Ex nA G Zone 2 (Europa) / Validity : None Ex nA G Zone 2 (International) / Validity : None Ex nA G Zone 2 (United Kingdom) / Validity : None Ex ia G Zone 0 (Europa) / Validity : None Ex ia G Zone 0 (International) / Validity : None Ex ia G Zone 0 (Korea) / Validity : None Ex ia G Zone 0 (North America) / Validity : None Ex ia G Zone 0 (United Kingdom) / Validity : None Ex nA G Zone 2 (Europa) / Validity : None Ex nA G Zone 2 (International) / Validity : None Ex nA G Zone 2 (United Kingdom) / Validity : None Ex ia G Zone 0 (Europa) / Validity : None Ex ia G Zone 0 (International) / Validity : None Ex ia G Zone 0 (Korea) / Validity : None Ex ia G Zone 0 (North America) / Validity : None Ex ia G Zone 0 (United Kingdom) / Validity : None Ex nA G Zone 2 (Europa) / Validity : None Ex nA G Zone 2 (International) / Validity : None Ex nA G Zone 2 (United Kingdom) / Validity : None Ex ia G Zone 0 (Europa) / Validity : None Ex ia G Zone 0 (International) / Validity : None Ex ia G Zone 0 (Korea) / Validity : None Ex ia G Zone 0 (North America) / Validity : None Ex ia G Zone 0 (United Kingdom) / Validity : None Ex ib G Zone 1 (Japan) / Validity : 24.05.2024 Ex nA G Zone 2 (Europa) / Validity : None Ex nA G Zone 2 (International) / Validity : None Ex nA G Zone 2 (United Kingdom) / Validity : None Ex ia G Zone 0 (Europa) / Validity : None Ex ia G Zone 0 (International) / Validity : None Ex ia G Zone 0 (Korea) / Validity : None Ex ia G Zone 0 (North America) / Validity : None Ex ia G Zone 0 (United Kingdom) / Validity : None Ex nA G Zone 2 (Europa) / Validity : None Ex nA G Zone 2 (International) / Validity : None Ex nA G Zone 2 (United Kingdom) / Validity : None Ex ia G Zone 0 (Europa) / Validity : None Ex ia G Zone 0 (International) / Validity : None Ex ia G Zone 0 (Korea) / Validity : None Ex ia G Zone 0 (North America) / Validity : None Ex ia G Zone 0 (United Kingdom) / Validity : None Ex nA G Zone 2 (Europa) / Validity : None Ex nA G Zone 2 (International) / Validity : None Ex nA G Zone 2 (United Kingdom) / Validity : None Ex ia G Zone 0 (Europa) / Validity : None Ex ia G Zone 0 (International) / Validity : None Ex ia G Zone 0 (Korea) / Validity : None Ex ia G Zone 0 (North America) / Validity : None Ex ia G Zone 0 (United Kingdom) / Validity : None Ex nA G Zone 2 (Europa) / Validity : None Ex nA G Zone 2 (International) / Validity : None Ex nA G Zone 2 (United Kingdom) / Validity : None Ex ia G Zone 0 (Europa) / Validity : None Ex ia G Zone 0 (International) / Validity : None Ex ia G Zone 0 (Korea) / Validity : None Ex ia G Zone 0 (North America) / Validity : None Ex ia G Zone 0 (United Kingdom) / Validity : None Ex nA G Zone 2 (Europa) / Validity : None Ex nA G Zone 2 (International) / Validity : None Ex nA G Zone 2 (United Kingdom) / Validity : None Ex ia G Zone 0 (Europa) / Validity : None Ex ia G Zone 0 (International) / Validity : None Ex ia G Zone 0 (Korea) / Validity : None Ex ia G Zone 0 (North America) / Validity : None Ex ia G Zone 0 (United Kingdom) / Validity : None Ex nA G Zone 2 (Europa) / Validity : None Ex nA G Zone 2 (International) / Validity : None Ex nA G Zone 2 (United Kingdom) / Validity : None Ex ia G Zone 0 (Europa) / Validity : None Ex ia G Zone 0 (International) / Validity : None Ex ia G Zone 0 (Korea) / Validity : None Ex ia G Zone 0 (North America) / Validity : None Ex ia G Zone 0 (United Kingdom) / Validity : None Ex nA G Zone 2 (Europa) / Validity : None Ex nA G Zone 2 (International) / Validity : None Ex nA G Zone 2 (United Kingdom) / Validity : None Ex ia G Zone 0 (Europa) / Validity : None Ex ia G Zone 0 (International) / Validity : None Ex ia G Zone 0 (Korea) / Validity : None Ex ia G Zone 0 (North America) / Validity : None Ex ia G Zone 0 (United Kingdom) / Validity : None Ex nA G Zone 2 (Europa) / Validity : None Ex nA G Zone 2 (International) / Validity : None Ex nA G Zone 2 (United Kingdom) / Validity : None Ex ia G Zone 0 (Europa) / Validity : None Ex ia G Zone 0 (International) / Validity : None Ex ia G Zone 0 (Korea) / Validity : None Ex ia G Zone 0 (North America) / Validity : None Ex ia G Zone 0 (United Kingdom) / Validity : None Ex nA G Zone 2 (Europa) / Validity : None Ex nA G Zone 2 (International) / Validity : None Ex nA G Zone 2 (United Kingdom) / Validity : None Ex ia G Zone 0 (Europa) / Validity : None Ex ia G Zone 0 (International) / Validity : None Ex ia G Zone 0 (Korea) / Validity : None Ex ia G Zone 0 (North America) / Validity : None Ex ia G Zone 0 (United Kingdom) / Validity : None Ex nA G Zone 2 (Europa) / Validity : None Ex nA G Zone 2 (International) / Validity : None Ex nA G Zone 2 (United Kingdom) / Validity : None Ex ia G Zone 0 (Europa) / Validity : None Ex ia G Zone 0 (International) / Validity : None Ex ia G Zone 0 (Korea) / Validity : None Ex ia G Zone 0 (North America) / Validity : None Ex ia G Zone 0 (United Kingdom) / Validity : None Ex nA G Zone 2 (Europa) / Validity : None Ex nA G Zone 2 (International) / Validity : None Ex nA G Zone 2 (United Kingdom) / Validity : None Ex ia G Zone 0 (Europa) / Validity : None Ex ia G Zone 0 (International) / Validity : None Ex ia G Zone 0 (Korea) / Validity : None Ex ia G Zone 0 (North America) / Validity : None Ex ia G Zone 0 (United Kingdom) / Validity : None Ex nA G Zone 2 (Europa) / Validity : None Ex nA G Zone 2 (International) / Validity : None Ex nA G Zone 2 (United Kingdom) / Validity : None Ex ia G Zone 0 (Europa) / Validity : None Ex ia G Zone 0 (International) / Validity : None Ex ia G Zone 0 (Korea) / Validity : None Ex ia G Zone 0 (North America) / Validity : None Ex ia G Zone 0 (United Kingdom) / Validity : None Ex nA G Zone 2 (Europa) / Validity : None Ex nA G Zone 2 (International) / Validity : None Ex nA G Zone 2 (United Kingdom) / Validity : None Ex ia G Zone 0 (Europa) / Validity : None Ex ia G Zone 0 (International) / Validity : None Ex ia G Zone 0 (Korea) / Validity : None Ex ia G Zone 0 (North America) / Validity : None Ex ia G Zone 0 (United Kingdom) / Validity : None Ex nA G Zone 2 (Europa) / Validity : None Ex nA G Zone 2 (International) / Validity : None Ex nA G Zone 2 (United Kingdom) / Validity : None Ex ia G Zone 0 (Europa) / Validity : None Ex ia G Zone 0 (International) / Validity : None Ex ia G Zone 0 (Korea) / Validity : None Ex ia G Zone 0 (North America) / Validity : None Ex ia G Zone 0 (United Kingdom) / Validity : None Ex nA G Zone 2 (Europa) / Validity : None Ex nA G Zone 2 (International) / Validity : None Ex nA G Zone 2 (United Kingdom) / Validity : None Ex ia G Zone 0 (Europa) / Validity : None Ex ia G Zone 0 (International) / Validity : None Ex ia G Zone 0 (Korea) / Validity : None Ex ia G Zone 0 (North America) / Validity : None Ex ia G Zone 0 (United Kingdom) / Validity : None Ex nA G Zone 2 (Europa) / Validity : None Ex nA G Zone 2 (International) / Validity : None Ex nA G Zone 2 (United Kingdom) / Validity : None Ex ia G Zone 0 (Europa) / Validity : None Ex ia G Zone 0 (International) / Validity : None Ex ia G Zone 0 (Korea) / Validity : None Ex ia G Zone 0 (North America) / Validity : None Ex ia G Zone 0 (United Kingdom) / Validity : None Ex nA G Zone 2 (Europa) / Validity : None Ex nA G Zone 2 (International) / Validity : None Ex nA G Zone 2 (United Kingdom) / Validity : None Ex ia G Zone 0 (Europa) / Validity : None Ex ia G Zone 0 (International) / Validity : None Ex ia G Zone 0 (Korea) / Validity : None Ex ia G Zone 0 (North America) / Validity : None Ex ia G Zone 0 (United Kingdom) / Validity : None Ex nA G Zone 2 (Europa) / Validity : None Ex nA G Zone 2 (International) / Validity : None Ex nA G Zone 2 (United Kingdom) / Validity : None Ex ia G Zone 0 (Europa) / Validity : None Ex ia G Zone 0 (International) / Validity : None Ex ia G Zone 0 (Korea) / Validity : None Ex ia G Zone 0 (North America) / Validity : None Ex ia G Zone 0 (United Kingdom) / Validity : None Ex nA G Zone 2 (Europa) / Validity : None Ex nA G Zone 2 (International) / Validity : None Ex nA G Zone 2 (United Kingdom) / Validity : None Ex ia G Zone 0 (Europa) / Validity : None Ex ia G Zone 0 (International) / Validity : None Ex ia G Zone 0 (North America) / Validity : None Ex ia G Zone 0 (United Kingdom) / Validity : None Ex nA G Zone 2 (Europa) / Validity : None Ex nA G Zone 2 (International) / Validity : None Ex nA G Zone 2 (United Kingdom) / Validity : None Ex ia G Zone 0 (Europa) / Validity : None Ex ia G Zone 0 (International) / Validity : None Ex ia G Zone 0 (North America) / Validity : None Ex ia G Zone 0 (United Kingdom) / Validity : None Ex nA G Zone 2 (Europa) / Validity : None Ex nA G Zone 2 (International) / Validity : None Ex nA G Zone 2 (United Kingdom) / Validity : None Ex ia G Zone 0 (Europa) / Validity : None Ex ia G Zone 0 (International) / Validity : None Ex ia G Zone 0 (North America) / Validity : None Ex ia G Zone 0 (United Kingdom) / Validity : None Ex nA G Zone 2 (Europa) / Validity : None Ex nA G Zone 2 (International) / Validity : None Ex nA G Zone 2 (United Kingdom) / Validity : None Ex ia G Zone 0 (Europa) / Validity : None Ex ia G Zone 0 (International) / Validity : None Ex ia G Zone 0 (Korea) / Validity : None Ex ia G Zone 0 (North America) / Validity : None Ex ia G Zone 0 (United Kingdom) / Validity : None Ex nA G Zone 2 (Europa) / Validity : None Ex nA G Zone 2 (International) / Validity : None Ex nA G Zone 2 (United Kingdom) / Validity : None Ex ia G Zone 0 (Europa) / Validity : None Ex ia G Zone 0 (International) / Validity : None Ex ia G Zone 0 (North America) / Validity : None Ex ia G Zone 0 (Russia, Belarus, Kyrgyzstan, Armenia, Kazakhstan) / Validity : 18.02.2026 Ex nA G Zone 2 (Europa) / Validity : None Ex nA G Zone 2 (International) / Validity : None Ex nA G Zone 2 (North America) / Validity : None Ex nA G Zone 2 (Russia, Belarus, Kyrgyzstan, Armenia, Kazakhstan) / Validity : 18.02.2026
CP545-131 | 143-545-000-13x | CP545-131 Piezoelectric Dynamic Pressure Sensor | GaPO4 pressure sensor, matching IPC 704_511, -70°C to 560°C, 90 pC/bar, nominal pressure 0 to 50 bar, maximal pressure 100 bar, 4.1 m integral MI cable with double braid 0.970 m, Lemo type 0 connector, Ex approved | CPxxx, IPC707, GSI127, EC153, MA Seal, ABAxxx, JB105, JB116 | Ex ia G Zone 0 (Europa) / Validity : None Ex ia G Zone 0 (International) / Validity : None Ex ia G Zone 0 (Korea) / Validity : None Ex ia G Zone 0 (North America) / Validity : None Ex ia G Zone 0 (United Kingdom) / Validity : None Ex nA G Zone 2 (Europa) / Validity : None Ex nA G Zone 2 (International) / Validity : None Ex nA G Zone 2 (United Kingdom) / Validity : None Ex ia G Zone 0 (Europa) / Validity : None Ex ia G Zone 0 (International) / Validity : None Ex ia G Zone 0 (Korea) / Validity : None Ex ia G Zone 0 (North America) / Validity : None Ex ia G Zone 0 (United Kingdom) / Validity : None Ex nA G Zone 2 (Europa) / Validity : None Ex nA G Zone 2 (International) / Validity : None Ex nA G Zone 2 (United Kingdom) / Validity : None Ex ia G Zone 0 (Europa) / Validity : None Ex ia G Zone 0 (International) / Validity : None Ex ia G Zone 0 (Korea) / Validity : None Ex ia G Zone 0 (North America) / Validity : None Ex ia G Zone 0 (United Kingdom) / Validity : None Ex nA G Zone 2 (Europa) / Validity : None Ex nA G Zone 2 (International) / Validity : None Ex nA G Zone 2 (United Kingdom) / Validity : None Ex ia G Zone 0 (Europa) / Validity : None Ex ia G Zone 0 (International) / Validity : None Ex ia G Zone 0 (Korea) / Validity : None Ex ia G Zone 0 (North America) / Validity : None Ex ia G Zone 0 (United Kingdom) / Validity : None Ex nA G Zone 2 (Europa) / Validity : None Ex nA G Zone 2 (International) / Validity : None Ex nA G Zone 2 (United Kingdom) / Validity : None Ex ia G Zone 0 (Europa) / Validity : None Ex ia G Zone 0 (International) / Validity : None Ex ia G Zone 0 (Korea) / Validity : None Ex ia G Zone 0 (North America) / Validity : None Ex ia G Zone 0 (United Kingdom) / Validity : None Ex nA G Zone 2 (Europa) / Validity : None Ex nA G Zone 2 (International) / Validity : None Ex nA G Zone 2 (United Kingdom) / Validity : None Ex ia G Zone 0 (Europa) / Validity : None Ex ia G Zone 0 (International) / Validity : None Ex ia G Zone 0 (Korea) / Validity : None Ex ia G Zone 0 (North America) / Validity : None Ex ia G Zone 0 (United Kingdom) / Validity : None Ex nA G Zone 2 (Europa) / Validity : None Ex nA G Zone 2 (International) / Validity : None Ex nA G Zone 2 (United Kingdom) / Validity : None Ex ia G Zone 0 (Europa) / Validity : None Ex ia G Zone 0 (International) / Validity : None Ex ia G Zone 0 (Korea) / Validity : None Ex ia G Zone 0 (North America) / Validity : None Ex ia G Zone 0 (United Kingdom) / Validity : None Ex nA G Zone 2 (Europa) / Validity : None Ex nA G Zone 2 (International) / Validity : None Ex nA G Zone 2 (United Kingdom) / Validity : None Ex ia G Zone 0 (Europa) / Validity : None Ex ia G Zone 0 (International) / Validity : None Ex ia G Zone 0 (Korea) / Validity : None Ex ia G Zone 0 (North America) / Validity : None Ex ia G Zone 0 (United Kingdom) / Validity : None Ex nA G Zone 2 (Europa) / Validity : None Ex nA G Zone 2 (International) / Validity : None Ex nA G Zone 2 (United Kingdom) / Validity : None Ex ia G Zone 0 (Europa) / Validity : None Ex ia G Zone 0 (International) / Validity : None Ex ia G Zone 0 (Korea) / Validity : None Ex ia G Zone 0 (North America) / Validity : None Ex ia G Zone 0 (United Kingdom) / Validity : None Ex nA G Zone 2 (Europa) / Validity : None Ex nA G Zone 2 (International) / Validity : None Ex nA G Zone 2 (United Kingdom) / Validity : None Ex ia G Zone 0 (Europa) / Validity : None Ex ia G Zone 0 (International) / Validity : None Ex ia G Zone 0 (Korea) / Validity : None Ex ia G Zone 0 (North America) / Validity : None Ex ia G Zone 0 (United Kingdom) / Validity : None Ex nA G Zone 2 (Europa) / Validity : None Ex nA G Zone 2 (International) / Validity : None Ex nA G Zone 2 (United Kingdom) / Validity : None Ex ia G Zone 0 (Europa) / Validity : None Ex ia G Zone 0 (International) / Validity : None Ex ia G Zone 0 (Korea) / Validity : None Ex ia G Zone 0 (North America) / Validity : None Ex ia G Zone 0 (United Kingdom) / Validity : None Ex nA G Zone 2 (Europa) / Validity : None Ex nA G Zone 2 (International) / Validity : None Ex nA G Zone 2 (United Kingdom) / Validity : None Ex ia G Zone 0 (Europa) / Validity : None Ex ia G Zone 0 (International) / Validity : None Ex ia G Zone 0 (Korea) / Validity : None Ex ia G Zone 0 (North America) / Validity : None Ex ia G Zone 0 (United Kingdom) / Validity : None Ex nA G Zone 2 (Europa) / Validity : None Ex nA G Zone 2 (International) / Validity : None Ex nA G Zone 2 (United Kingdom) / Validity : None Ex ia G Zone 0 (Europa) / Validity : None Ex ia G Zone 0 (International) / Validity : None Ex ia G Zone 0 (Korea) / Validity : None Ex ia G Zone 0 (North America) / Validity : None Ex ia G Zone 0 (United Kingdom) / Validity : None Ex nA G Zone 2 (Europa) / Validity : None Ex nA G Zone 2 (International) / Validity : None Ex nA G Zone 2 (United Kingdom) / Validity : None Ex ia G Zone 0 (Europa) / Validity : None Ex ia G Zone 0 (International) / Validity : None Ex ia G Zone 0 (Korea) / Validity : None Ex ia G Zone 0 (North America) / Validity : None Ex ia G Zone 0 (United Kingdom) / Validity : None Ex nA G Zone 2 (Europa) / Validity : None Ex nA G Zone 2 (International) / Validity : None Ex nA G Zone 2 (United Kingdom) / Validity : None Ex ia G Zone 0 (Europa) / Validity : None Ex ia G Zone 0 (International) / Validity : None Ex ia G Zone 0 (Korea) / Validity : None Ex ia G Zone 0 (North America) / Validity : None Ex ia G Zone 0 (United Kingdom) / Validity : None Ex nA G Zone 2 (Europa) / Validity : None Ex nA G Zone 2 (International) / Validity : None Ex nA G Zone 2 (United Kingdom) / Validity : None Ex ia G Zone 0 (Europa) / Validity : None Ex ia G Zone 0 (International) / Validity : None Ex ia G Zone 0 (Korea) / Validity : None Ex ia G Zone 0 (North America) / Validity : None Ex ia G Zone 0 (United Kingdom) / Validity : None Ex nA G Zone 2 (Europa) / Validity : None Ex nA G Zone 2 (International) / Validity : None Ex nA G Zone 2 (United Kingdom) / Validity : None Ex ia G Zone 0 (Europa) / Validity : None Ex ia G Zone 0 (International) / Validity : None Ex ia G Zone 0 (Korea) / Validity : None Ex ia G Zone 0 (North America) / Validity : None Ex ia G Zone 0 (United Kingdom) / Validity : None Ex nA G Zone 2 (Europa) / Validity : None Ex nA G Zone 2 (International) / Validity : None Ex nA G Zone 2 (United Kingdom) / Validity : None Ex ia G Zone 0 (Europa) / Validity : None Ex ia G Zone 0 (International) / Validity : None Ex ia G Zone 0 (Korea) / Validity : None Ex ia G Zone 0 (North America) / Validity : None Ex ia G Zone 0 (United Kingdom) / Validity : None Ex nA G Zone 2 (Europa) / Validity : None Ex nA G Zone 2 (International) / Validity : None Ex nA G Zone 2 (United Kingdom) / Validity : None Ex ia G Zone 0 (Europa) / Validity : None Ex ia G Zone 0 (International) / Validity : None Ex ia G Zone 0 (Korea) / Validity : None Ex ia G Zone 0 (North America) / Validity : None Ex ia G Zone 0 (United Kingdom) / Validity : None Ex nA G Zone 2 (Europa) / Validity : None Ex nA G Zone 2 (International) / Validity : None Ex nA G Zone 2 (United Kingdom) / Validity : None Ex ia G Zone 0 (Europa) / Validity : None Ex ia G Zone 0 (International) / Validity : None Ex ia G Zone 0 (Korea) / Validity : None Ex ia G Zone 0 (North America) / Validity : None Ex ia G Zone 0 (United Kingdom) / Validity : None Ex nA G Zone 2 (Europa) / Validity : None Ex nA G Zone 2 (International) / Validity : None Ex nA G Zone 2 (United Kingdom) / Validity : None Ex ia G Zone 0 (Europa) / Validity : None Ex ia G Zone 0 (International) / Validity : None Ex ia G Zone 0 (Korea) / Validity : None Ex ia G Zone 0 (North America) / Validity : None Ex ia G Zone 0 (United Kingdom) / Validity : None Ex nA G Zone 2 (Europa) / Validity : None Ex nA G Zone 2 (International) / Validity : None Ex nA G Zone 2 (United Kingdom) / Validity : None Ex ia G Zone 0 (Europa) / Validity : None Ex ia G Zone 0 (International) / Validity : None Ex ia G Zone 0 (Korea) / Validity : None Ex ia G Zone 0 (North America) / Validity : None Ex ia G Zone 0 (United Kingdom) / Validity : None Ex nA G Zone 2 (Europa) / Validity : None Ex nA G Zone 2 (International) / Validity : None Ex nA G Zone 2 (United Kingdom) / Validity : None Ex ia G Zone 0 (Europa) / Validity : None Ex ia G Zone 0 (International) / Validity : None Ex ia G Zone 0 (Korea) / Validity : None Ex ia G Zone 0 (North America) / Validity : None Ex ia G Zone 0 (United Kingdom) / Validity : None Ex nA G Zone 2 (Europa) / Validity : None Ex nA G Zone 2 (International) / Validity : None Ex nA G Zone 2 (United Kingdom) / Validity : None Ex ia G Zone 0 (Europa) / Validity : None Ex ia G Zone 0 (International) / Validity : None Ex ia G Zone 0 (Korea) / Validity : None Ex ia G Zone 0 (North America) / Validity : None Ex ia G Zone 0 (United Kingdom) / Validity : None Ex nA G Zone 2 (Europa) / Validity : None Ex nA G Zone 2 (International) / Validity : None Ex nA G Zone 2 (United Kingdom) / Validity : None Ex ia G Zone 0 (Europa) / Validity : None Ex ia G Zone 0 (International) / Validity : None Ex ia G Zone 0 (Korea) / Validity : None Ex ia G Zone 0 (North America) / Validity : None Ex ia G Zone 0 (United Kingdom) / Validity : None Ex nA G Zone 2 (Europa) / Validity : None Ex nA G Zone 2 (International) / Validity : None Ex nA G Zone 2 (United Kingdom) / Validity : None Ex ia G Zone 0 (Europa) / Validity : None Ex ia G Zone 0 (International) / Validity : None Ex ia G Zone 0 (North America) / Validity : None Ex ia G Zone 0 (United Kingdom) / Validity : None Ex nA G Zone 2 (Europa) / Validity : None Ex nA G Zone 2 (International) / Validity : None Ex nA G Zone 2 (United Kingdom) / Validity : None Ex ia G Zone 0 (Europa) / Validity : None Ex ia G Zone 0 (International) / Validity : None Ex ia G Zone 0 (North America) / Validity : None Ex ia G Zone 0 (United Kingdom) / Validity : None Ex nA G Zone 2 (Europa) / Validity : None Ex nA G Zone 2 (International) / Validity : None Ex nA G Zone 2 (United Kingdom) / Validity : None Ex ia G Zone 0 (Europa) / Validity : None Ex ia G Zone 0 (International) / Validity : None Ex ia G Zone 0 (North America) / Validity : None Ex ia G Zone 0 (United Kingdom) / Validity : None Ex nA G Zone 2 (Europa) / Validity : None Ex nA G Zone 2 (International) / Validity : None Ex nA G Zone 2 (United Kingdom) / Validity : None Ex ia G Zone 0 (Europa) / Validity : None Ex ia G Zone 0 (International) / Validity : None Ex ia G Zone 0 (North America) / Validity : None Ex ia G Zone 0 (United Kingdom) / Validity : None Ex nA G Zone 2 (Europa) / Validity : None Ex nA G Zone 2 (International) / Validity : None Ex nA G Zone 2 (United Kingdom) / Validity : None Ex ia G Zone 0 (Europa) / Validity : None Ex ia G Zone 0 (International) / Validity : None Ex ia G Zone 0 (Korea) / Validity : None Ex ia G Zone 0 (North America) / Validity : None Ex ia G Zone 0 (United Kingdom) / Validity : None Ex nA G Zone 2 (Europa) / Validity : None Ex nA G Zone 2 (International) / Validity : None Ex nA G Zone 2 (United Kingdom) / Validity : None Ex ia G Zone 0 (Europa) / Validity : None Ex ia G Zone 0 (International) / Validity : None Ex ia G Zone 0 (Korea) / Validity : None Ex ia G Zone 0 (North America) / Validity : None Ex ia G Zone 0 (United Kingdom) / Validity : None Ex nA G Zone 2 (Europa) / Validity : None Ex nA G Zone 2 (International) / Validity : None Ex nA G Zone 2 (United Kingdom) / Validity : None Ex ia G Zone 0 (Europa) / Validity : None Ex ia G Zone 0 (International) / Validity : None Ex ia G Zone 0 (Korea) / Validity : None Ex ia G Zone 0 (North America) / Validity : None Ex ia G Zone 0 (United Kingdom) / Validity : None Ex nA G Zone 2 (Europa) / Validity : None Ex nA G Zone 2 (International) / Validity : None Ex nA G Zone 2 (United Kingdom) / Validity : None Ex ia G Zone 0 (Europa) / Validity : None Ex ia G Zone 0 (International) / Validity : None Ex ia G Zone 0 (Korea) / Validity : None Ex ia G Zone 0 (North America) / Validity : None Ex ia G Zone 0 (United Kingdom) / Validity : None Ex nA G Zone 2 (Europa) / Validity : None Ex nA G Zone 2 (International) / Validity : None Ex nA G Zone 2 (United Kingdom) / Validity : None Ex ia G Zone 0 (Europa) / Validity : None Ex ia G Zone 0 (International) / Validity : None Ex ia G Zone 0 (Korea) / Validity : None Ex ia G Zone 0 (North America) / Validity : None Ex ia G Zone 0 (United Kingdom) / Validity : None Ex nA G Zone 2 (Europa) / Validity : None Ex nA G Zone 2 (International) / Validity : None Ex nA G Zone 2 (United Kingdom) / Validity : None Ex ia G Zone 0 (Europa) / Validity : None Ex ia G Zone 0 (International) / Validity : None Ex ia G Zone 0 (Korea) / Validity : None Ex ia G Zone 0 (North America) / Validity : None Ex ia G Zone 0 (United Kingdom) / Validity : None Ex ib G Zone 1 (Japan) / Validity : 22.08.2025 Ex nA G Zone 2 (Europa) / Validity : None Ex nA G Zone 2 (International) / Validity : None Ex nA G Zone 2 (United Kingdom) / Validity : None Ex ia G Zone 0 (Europa) / Validity : None Ex ia G Zone 0 (International) / Validity : None Ex ia G Zone 0 (Korea) / Validity : None Ex ia G Zone 0 (North America) / Validity : None Ex ia G Zone 0 (United Kingdom) / Validity : None Ex nA G Zone 2 (Europa) / Validity : None Ex nA G Zone 2 (International) / Validity : None Ex nA G Zone 2 (United Kingdom) / Validity : None Ex ia G Zone 0 (Europa) / Validity : None Ex ia G Zone 0 (International) / Validity : None Ex ia G Zone 0 (Korea) / Validity : None Ex ia G Zone 0 (North America) / Validity : None Ex ia G Zone 0 (United Kingdom) / Validity : None Ex nA G Zone 2 (Europa) / Validity : None Ex nA G Zone 2 (International) / Validity : None Ex nA G Zone 2 (United Kingdom) / Validity : None Ex ia G Zone 0 (Europa) / Validity : None Ex ia G Zone 0 (International) / Validity : None Ex ia G Zone 0 (Korea) / Validity : None Ex ia G Zone 0 (North America) / Validity : None Ex ia G Zone 0 (United Kingdom) / Validity : None Ex ib G Zone 1 (Japan) / Validity : 24.05.2024 Ex nA G Zone 2 (Europa) / Validity : None Ex nA G Zone 2 (International) / Validity : None Ex nA G Zone 2 (United Kingdom) / Validity : None Ex ia G Zone 0 (Europa) / Validity : None Ex ia G Zone 0 (International) / Validity : None Ex ia G Zone 0 (Korea) / Validity : None Ex ia G Zone 0 (North America) / Validity : None Ex ia G Zone 0 (United Kingdom) / Validity : None Ex nA G Zone 2 (Europa) / Validity : None Ex nA G Zone 2 (International) / Validity : None Ex nA G Zone 2 (United Kingdom) / Validity : None Ex ia G Zone 0 (Europa) / Validity : None Ex ia G Zone 0 (International) / Validity : None Ex ia G Zone 0 (Korea) / Validity : None Ex ia G Zone 0 (North America) / Validity : None Ex ia G Zone 0 (United Kingdom) / Validity : None Ex nA G Zone 2 (Europa) / Validity : None Ex nA G Zone 2 (International) / Validity : None Ex nA G Zone 2 (United Kingdom) / Validity : None Ex ia G Zone 0 (Europa) / Validity : None Ex ia G Zone 0 (International) / Validity : None Ex ia G Zone 0 (Korea) / Validity : None Ex ia G Zone 0 (North America) / Validity : None Ex ia G Zone 0 (United Kingdom) / Validity : None Ex nA G Zone 2 (Europa) / Validity : None Ex nA G Zone 2 (International) / Validity : None Ex nA G Zone 2 (United Kingdom) / Validity : None Ex ia G Zone 0 (Europa) / Validity : None Ex ia G Zone 0 (International) / Validity : None Ex ia G Zone 0 (Korea) / Validity : None Ex ia G Zone 0 (North America) / Validity : None Ex ia G Zone 0 (United Kingdom) / Validity : None Ex nA G Zone 2 (Europa) / Validity : None Ex nA G Zone 2 (International) / Validity : None Ex nA G Zone 2 (United Kingdom) / Validity : None Ex ia G Zone 0 (Europa) / Validity : None Ex ia G Zone 0 (International) / Validity : None Ex ia G Zone 0 (Korea) / Validity : None Ex ia G Zone 0 (North America) / Validity : None Ex ia G Zone 0 (United Kingdom) / Validity : None Ex nA G Zone 2 (Europa) / Validity : None Ex nA G Zone 2 (International) / Validity : None Ex nA G Zone 2 (United Kingdom) / Validity : None Ex ia G Zone 0 (Europa) / Validity : None Ex ia G Zone 0 (International) / Validity : None Ex ia G Zone 0 (Korea) / Validity : None Ex ia G Zone 0 (North America) / Validity : None Ex ia G Zone 0 (United Kingdom) / Validity : None Ex nA G Zone 2 (Europa) / Validity : None Ex nA G Zone 2 (International) / Validity : None Ex nA G Zone 2 (United Kingdom) / Validity : None Ex ia G Zone 0 (Europa) / Validity : None Ex ia G Zone 0 (International) / Validity : None Ex ia G Zone 0 (Korea) / Validity : None Ex ia G Zone 0 (North America) / Validity : None Ex ia G Zone 0 (United Kingdom) / Validity : None Ex nA G Zone 2 (Europa) / Validity : None Ex nA G Zone 2 (International) / Validity : None Ex nA G Zone 2 (United Kingdom) / Validity : None Ex ia G Zone 0 (Europa) / Validity : None Ex ia G Zone 0 (International) / Validity : None Ex ia G Zone 0 (Korea) / Validity : None Ex ia G Zone 0 (North America) / Validity : None Ex ia G Zone 0 (United Kingdom) / Validity : None Ex nA G Zone 2 (Europa) / Validity : None Ex nA G Zone 2 (International) / Validity : None Ex nA G Zone 2 (United Kingdom) / Validity : None Ex ia G Zone 0 (Europa) / Validity : None Ex ia G Zone 0 (International) / Validity : None Ex ia G Zone 0 (Korea) / Validity : None Ex ia G Zone 0 (North America) / Validity : None Ex ia G Zone 0 (United Kingdom) / Validity : None Ex nA G Zone 2 (Europa) / Validity : None Ex nA G Zone 2 (International) / Validity : None Ex nA G Zone 2 (United Kingdom) / Validity : None Ex ia G Zone 0 (Europa) / Validity : None Ex ia G Zone 0 (International) / Validity : None Ex ia G Zone 0 (Korea) / Validity : None Ex ia G Zone 0 (North America) / Validity : None Ex ia G Zone 0 (United Kingdom) / Validity : None Ex nA G Zone 2 (Europa) / Validity : None Ex nA G Zone 2 (International) / Validity : None Ex nA G Zone 2 (United Kingdom) / Validity : None Ex ia G Zone 0 (Europa) / Validity : None Ex ia G Zone 0 (International) / Validity : None Ex ia G Zone 0 (Korea) / Validity : None Ex ia G Zone 0 (North America) / Validity : None Ex ia G Zone 0 (United Kingdom) / Validity : None Ex nA G Zone 2 (Europa) / Validity : None Ex nA G Zone 2 (International) / Validity : None Ex nA G Zone 2 (United Kingdom) / Validity : None Ex ia G Zone 0 (Europa) / Validity : None Ex ia G Zone 0 (International) / Validity : None Ex ia G Zone 0 (Korea) / Validity : None Ex ia G Zone 0 (North America) / Validity : None Ex ia G Zone 0 (United Kingdom) / Validity : None Ex nA G Zone 2 (Europa) / Validity : None Ex nA G Zone 2 (International) / Validity : None Ex nA G Zone 2 (United Kingdom) / Validity : None Ex ia G Zone 0 (Europa) / Validity : None Ex ia G Zone 0 (International) / Validity : None Ex ia G Zone 0 (Korea) / Validity : None Ex ia G Zone 0 (North America) / Validity : None Ex ia G Zone 0 (United Kingdom) / Validity : None Ex nA G Zone 2 (Europa) / Validity : None Ex nA G Zone 2 (International) / Validity : None Ex nA G Zone 2 (United Kingdom) / Validity : None Ex ia G Zone 0 (Europa) / Validity : None Ex ia G Zone 0 (International) / Validity : None Ex ia G Zone 0 (Korea) / Validity : None Ex ia G Zone 0 (North America) / Validity : None Ex ia G Zone 0 (United Kingdom) / Validity : None Ex nA G Zone 2 (Europa) / Validity : None Ex nA G Zone 2 (International) / Validity : None Ex nA G Zone 2 (United Kingdom) / Validity : None Ex ia G Zone 0 (Europa) / Validity : None Ex ia G Zone 0 (International) / Validity : None Ex ia G Zone 0 (Korea) / Validity : None Ex ia G Zone 0 (North America) / Validity : None Ex ia G Zone 0 (United Kingdom) / Validity : None Ex nA G Zone 2 (Europa) / Validity : None Ex nA G Zone 2 (International) / Validity : None Ex nA G Zone 2 (United Kingdom) / Validity : None Ex ia G Zone 0 (Europa) / Validity : None Ex ia G Zone 0 (International) / Validity : None Ex ia G Zone 0 (Korea) / Validity : None Ex ia G Zone 0 (North America) / Validity : None Ex ia G Zone 0 (United Kingdom) / Validity : None Ex nA G Zone 2 (Europa) / Validity : None Ex nA G Zone 2 (International) / Validity : None Ex nA G Zone 2 (United Kingdom) / Validity : None Ex ia G Zone 0 (Europa) / Validity : None Ex ia G Zone 0 (International) / Validity : None Ex ia G Zone 0 (Korea) / Validity : None Ex ia G Zone 0 (North America) / Validity : None Ex ia G Zone 0 (United Kingdom) / Validity : None Ex nA G Zone 2 (Europa) / Validity : None Ex nA G Zone 2 (International) / Validity : None Ex nA G Zone 2 (United Kingdom) / Validity : None Ex ia G Zone 0 (Europa) / Validity : None Ex ia G Zone 0 (International) / Validity : None Ex ia G Zone 0 (Korea) / Validity : None Ex ia G Zone 0 (North America) / Validity : None Ex ia G Zone 0 (United Kingdom) / Validity : None Ex nA G Zone 2 (Europa) / Validity : None Ex nA G Zone 2 (International) / Validity : None Ex nA G Zone 2 (United Kingdom) / Validity : None Ex ia G Zone 0 (Europa) / Validity : None Ex ia G Zone 0 (International) / Validity : None Ex ia G Zone 0 (North America) / Validity : None Ex ia G Zone 0 (United Kingdom) / Validity : None Ex nA G Zone 2 (Europa) / Validity : None Ex nA G Zone 2 (International) / Validity : None Ex nA G Zone 2 (United Kingdom) / Validity : None Ex ia G Zone 0 (Europa) / Validity : None Ex ia G Zone 0 (International) / Validity : None Ex ia G Zone 0 (North America) / Validity : None Ex ia G Zone 0 (United Kingdom) / Validity : None Ex nA G Zone 2 (Europa) / Validity : None Ex nA G Zone 2 (International) / Validity : None Ex nA G Zone 2 (United Kingdom) / Validity : None Ex ia G Zone 0 (Europa) / Validity : None Ex ia G Zone 0 (International) / Validity : None Ex ia G Zone 0 (North America) / Validity : None Ex ia G Zone 0 (United Kingdom) / Validity : None Ex nA G Zone 2 (Europa) / Validity : None Ex nA G Zone 2 (International) / Validity : None Ex nA G Zone 2 (United Kingdom) / Validity : None Ex ia G Zone 0 (Europa) / Validity : None Ex ia G Zone 0 (International) / Validity : None Ex ia G Zone 0 (Korea) / Validity : None Ex ia G Zone 0 (North America) / Validity : None Ex ia G Zone 0 (United Kingdom) / Validity : None Ex nA G Zone 2 (Europa) / Validity : None Ex nA G Zone 2 (International) / Validity : None Ex nA G Zone 2 (United Kingdom) / Validity : None Ex ia G Zone 0 (Europa) / Validity : None Ex ia G Zone 0 (International) / Validity : None Ex ia G Zone 0 (North America) / Validity : None Ex ia G Zone 0 (Russia, Belarus, Kyrgyzstan, Armenia, Kazakhstan) / Validity : 18.02.2026 Ex nA G Zone 2 (Europa) / Validity : None Ex nA G Zone 2 (International) / Validity : None Ex nA G Zone 2 (North America) / Validity : None Ex nA G Zone 2 (Russia, Belarus, Kyrgyzstan, Armenia, Kazakhstan) / Validity : 18.02.2026
CP545-141 | 143-545-000-14x | CP545-141 Piezoelectric Dynamic Pressure Sensor | GaPO4 pressure sensor, matching IPC 704_511, -70°C to 560°C, 90 pC/bar, nominal pressure 0 to 50 bar, maximal pressure 100 bar, 4.1 m integral MI cable with double braid 1.090 m, Lemo type 0 connector, Ex approved | CPxxx, IPC707, GSI127, EC153, MA Seal, ABAxxx, JB105, JB116 | Ex ia G Zone 0 (Europa) / Validity : None Ex ia G Zone 0 (International) / Validity : None Ex ia G Zone 0 (Korea) / Validity : None Ex ia G Zone 0 (North America) / Validity : None Ex ia G Zone 0 (United Kingdom) / Validity : None Ex nA G Zone 2 (Europa) / Validity : None Ex nA G Zone 2 (International) / Validity : None Ex nA G Zone 2 (United Kingdom) / Validity : None Ex ia G Zone 0 (Europa) / Validity : None Ex ia G Zone 0 (International) / Validity : None Ex ia G Zone 0 (Korea) / Validity : None Ex ia G Zone 0 (North America) / Validity : None Ex ia G Zone 0 (United Kingdom) / Validity : None Ex nA G Zone 2 (Europa) / Validity : None Ex nA G Zone 2 (International) / Validity : None Ex nA G Zone 2 (United Kingdom) / Validity : None Ex ia G Zone 0 (Europa) / Validity : None Ex ia G Zone 0 (International) / Validity : None Ex ia G Zone 0 (Korea) / Validity : None Ex ia G Zone 0 (North America) / Validity : None Ex ia G Zone 0 (United Kingdom) / Validity : None Ex nA G Zone 2 (Europa) / Validity : None Ex nA G Zone 2 (International) / Validity : None Ex nA G Zone 2 (United Kingdom) / Validity : None Ex ia G Zone 0 (Europa) / Validity : None Ex ia G Zone 0 (International) / Validity : None Ex ia G Zone 0 (Korea) / Validity : None Ex ia G Zone 0 (North America) / Validity : None Ex ia G Zone 0 (United Kingdom) / Validity : None Ex nA G Zone 2 (Europa) / Validity : None Ex nA G Zone 2 (International) / Validity : None Ex nA G Zone 2 (United Kingdom) / Validity : None Ex ia G Zone 0 (Europa) / Validity : None Ex ia G Zone 0 (International) / Validity : None Ex ia G Zone 0 (Korea) / Validity : None Ex ia G Zone 0 (North America) / Validity : None Ex ia G Zone 0 (United Kingdom) / Validity : None Ex nA G Zone 2 (Europa) / Validity : None Ex nA G Zone 2 (International) / Validity : None Ex nA G Zone 2 (United Kingdom) / Validity : None Ex ia G Zone 0 (Europa) / Validity : None Ex ia G Zone 0 (International) / Validity : None Ex ia G Zone 0 (Korea) / Validity : None Ex ia G Zone 0 (North America) / Validity : None Ex ia G Zone 0 (United Kingdom) / Validity : None Ex nA G Zone 2 (Europa) / Validity : None Ex nA G Zone 2 (International) / Validity : None Ex nA G Zone 2 (United Kingdom) / Validity : None Ex ia G Zone 0 (Europa) / Validity : None Ex ia G Zone 0 (International) / Validity : None Ex ia G Zone 0 (Korea) / Validity : None Ex ia G Zone 0 (North America) / Validity : None Ex ia G Zone 0 (United Kingdom) / Validity : None Ex nA G Zone 2 (Europa) / Validity : None Ex nA G Zone 2 (International) / Validity : None Ex nA G Zone 2 (United Kingdom) / Validity : None Ex ia G Zone 0 (Europa) / Validity : None Ex ia G Zone 0 (International) / Validity : None Ex ia G Zone 0 (Korea) / Validity : None Ex ia G Zone 0 (North America) / Validity : None Ex ia G Zone 0 (United Kingdom) / Validity : None Ex nA G Zone 2 (Europa) / Validity : None Ex nA G Zone 2 (International) / Validity : None Ex nA G Zone 2 (United Kingdom) / Validity : None Ex ia G Zone 0 (Europa) / Validity : None Ex ia G Zone 0 (International) / Validity : None Ex ia G Zone 0 (Korea) / Validity : None Ex ia G Zone 0 (North America) / Validity : None Ex ia G Zone 0 (United Kingdom) / Validity : None Ex nA G Zone 2 (Europa) / Validity : None Ex nA G Zone 2 (International) / Validity : None Ex nA G Zone 2 (United Kingdom) / Validity : None Ex ia G Zone 0 (Europa) / Validity : None Ex ia G Zone 0 (International) / Validity : None Ex ia G Zone 0 (Korea) / Validity : None Ex ia G Zone 0 (North America) / Validity : None Ex ia G Zone 0 (United Kingdom) / Validity : None Ex nA G Zone 2 (Europa) / Validity : None Ex nA G Zone 2 (International) / Validity : None Ex nA G Zone 2 (United Kingdom) / Validity : None Ex ia G Zone 0 (Europa) / Validity : None Ex ia G Zone 0 (International) / Validity : None Ex ia G Zone 0 (Korea) / Validity : None Ex ia G Zone 0 (North America) / Validity : None Ex ia G Zone 0 (United Kingdom) / Validity : None Ex nA G Zone 2 (Europa) / Validity : None Ex nA G Zone 2 (International) / Validity : None Ex nA G Zone 2 (United Kingdom) / Validity : None Ex ia G Zone 0 (Europa) / Validity : None Ex ia G Zone 0 (International) / Validity : None Ex ia G Zone 0 (Korea) / Validity : None Ex ia G Zone 0 (North America) / Validity : None Ex ia G Zone 0 (United Kingdom) / Validity : None Ex nA G Zone 2 (Europa) / Validity : None Ex nA G Zone 2 (International) / Validity : None Ex nA G Zone 2 (United Kingdom) / Validity : None Ex ia G Zone 0 (Europa) / Validity : None Ex ia G Zone 0 (International) / Validity : None Ex ia G Zone 0 (Korea) / Validity : None Ex ia G Zone 0 (North America) / Validity : None Ex ia G Zone 0 (United Kingdom) / Validity : None Ex nA G Zone 2 (Europa) / Validity : None Ex nA G Zone 2 (International) / Validity : None Ex nA G Zone 2 (United Kingdom) / Validity : None Ex ia G Zone 0 (Europa) / Validity : None Ex ia G Zone 0 (International) / Validity : None Ex ia G Zone 0 (Korea) / Validity : None Ex ia G Zone 0 (North America) / Validity : None Ex ia G Zone 0 (United Kingdom) / Validity : None Ex nA G Zone 2 (Europa) / Validity : None Ex nA G Zone 2 (International) / Validity : None Ex nA G Zone 2 (United Kingdom) / Validity : None Ex ia G Zone 0 (Europa) / Validity : None Ex ia G Zone 0 (International) / Validity : None Ex ia G Zone 0 (Korea) / Validity : None Ex ia G Zone 0 (North America) / Validity : None Ex ia G Zone 0 (United Kingdom) / Validity : None Ex nA G Zone 2 (Europa) / Validity : None Ex nA G Zone 2 (International) / Validity : None Ex nA G Zone 2 (United Kingdom) / Validity : None Ex ia G Zone 0 (Europa) / Validity : None Ex ia G Zone 0 (International) / Validity : None Ex ia G Zone 0 (Korea) / Validity : None Ex ia G Zone 0 (North America) / Validity : None Ex ia G Zone 0 (United Kingdom) / Validity : None Ex nA G Zone 2 (Europa) / Validity : None Ex nA G Zone 2 (International) / Validity : None Ex nA G Zone 2 (United Kingdom) / Validity : None Ex ia G Zone 0 (Europa) / Validity : None Ex ia G Zone 0 (International) / Validity : None Ex ia G Zone 0 (Korea) / Validity : None Ex ia G Zone 0 (North America) / Validity : None Ex ia G Zone 0 (United Kingdom) / Validity : None Ex nA G Zone 2 (Europa) / Validity : None Ex nA G Zone 2 (International) / Validity : None Ex nA G Zone 2 (United Kingdom) / Validity : None Ex ia G Zone 0 (Europa) / Validity : None Ex ia G Zone 0 (International) / Validity : None Ex ia G Zone 0 (Korea) / Validity : None Ex ia G Zone 0 (North America) / Validity : None Ex ia G Zone 0 (United Kingdom) / Validity : None Ex nA G Zone 2 (Europa) / Validity : None Ex nA G Zone 2 (International) / Validity : None Ex nA G Zone 2 (United Kingdom) / Validity : None Ex ia G Zone 0 (Europa) / Validity : None Ex ia G Zone 0 (International) / Validity : None Ex ia G Zone 0 (Korea) / Validity : None Ex ia G Zone 0 (North America) / Validity : None Ex ia G Zone 0 (United Kingdom) / Validity : None Ex nA G Zone 2 (Europa) / Validity : None Ex nA G Zone 2 (International) / Validity : None Ex nA G Zone 2 (United Kingdom) / Validity : None Ex ia G Zone 0 (Europa) / Validity : None Ex ia G Zone 0 (International) / Validity : None Ex ia G Zone 0 (Korea) / Validity : None Ex ia G Zone 0 (North America) / Validity : None Ex ia G Zone 0 (United Kingdom) / Validity : None Ex nA G Zone 2 (Europa) / Validity : None Ex nA G Zone 2 (International) / Validity : None Ex nA G Zone 2 (United Kingdom) / Validity : None Ex ia G Zone 0 (Europa) / Validity : None Ex ia G Zone 0 (International) / Validity : None Ex ia G Zone 0 (Korea) / Validity : None Ex ia G Zone 0 (North America) / Validity : None Ex ia G Zone 0 (United Kingdom) / Validity : None Ex nA G Zone 2 (Europa) / Validity : None Ex nA G Zone 2 (International) / Validity : None Ex nA G Zone 2 (United Kingdom) / Validity : None Ex ia G Zone 0 (Europa) / Validity : None Ex ia G Zone 0 (International) / Validity : None Ex ia G Zone 0 (Korea) / Validity : None Ex ia G Zone 0 (North America) / Validity : None Ex ia G Zone 0 (United Kingdom) / Validity : None Ex nA G Zone 2 (Europa) / Validity : None Ex nA G Zone 2 (International) / Validity : None Ex nA G Zone 2 (United Kingdom) / Validity : None Ex ia G Zone 0 (Europa) / Validity : None Ex ia G Zone 0 (International) / Validity : None Ex ia G Zone 0 (Korea) / Validity : None Ex ia G Zone 0 (North America) / Validity : None Ex ia G Zone 0 (United Kingdom) / Validity : None Ex nA G Zone 2 (Europa) / Validity : None Ex nA G Zone 2 (International) / Validity : None Ex nA G Zone 2 (United Kingdom) / Validity : None Ex ia G Zone 0 (Europa) / Validity : None Ex ia G Zone 0 (International) / Validity : None Ex ia G Zone 0 (Korea) / Validity : None Ex ia G Zone 0 (North America) / Validity : None Ex ia G Zone 0 (United Kingdom) / Validity : None Ex nA G Zone 2 (Europa) / Validity : None Ex nA G Zone 2 (International) / Validity : None Ex nA G Zone 2 (United Kingdom) / Validity : None Ex ia G Zone 0 (Europa) / Validity : None Ex ia G Zone 0 (International) / Validity : None Ex ia G Zone 0 (Korea) / Validity : None Ex ia G Zone 0 (North America) / Validity : None Ex ia G Zone 0 (United Kingdom) / Validity : None Ex nA G Zone 2 (Europa) / Validity : None Ex nA G Zone 2 (International) / Validity : None Ex nA G Zone 2 (United Kingdom) / Validity : None Ex ia G Zone 0 (Europa) / Validity : None Ex ia G Zone 0 (International) / Validity : None Ex ia G Zone 0 (North America) / Validity : None Ex ia G Zone 0 (United Kingdom) / Validity : None Ex nA G Zone 2 (Europa) / Validity : None Ex nA G Zone 2 (International) / Validity : None Ex nA G Zone 2 (United Kingdom) / Validity : None Ex ia G Zone 0 (Europa) / Validity : None Ex ia G Zone 0 (International) / Validity : None Ex ia G Zone 0 (North America) / Validity : None Ex ia G Zone 0 (United Kingdom) / Validity : None Ex nA G Zone 2 (Europa) / Validity : None Ex nA G Zone 2 (International) / Validity : None Ex nA G Zone 2 (United Kingdom) / Validity : None Ex ia G Zone 0 (Europa) / Validity : None Ex ia G Zone 0 (International) / Validity : None Ex ia G Zone 0 (North America) / Validity : None Ex ia G Zone 0 (United Kingdom) / Validity : None Ex nA G Zone 2 (Europa) / Validity : None Ex nA G Zone 2 (International) / Validity : None Ex nA G Zone 2 (United Kingdom) / Validity : None Ex ia G Zone 0 (Europa) / Validity : None Ex ia G Zone 0 (International) / Validity : None Ex ia G Zone 0 (North America) / Validity : None Ex ia G Zone 0 (United Kingdom) / Validity : None Ex nA G Zone 2 (Europa) / Validity : None Ex nA G Zone 2 (International) / Validity : None Ex nA G Zone 2 (United Kingdom) / Validity : None Ex ia G Zone 0 (Europa) / Validity : None Ex ia G Zone 0 (International) / Validity : None Ex ia G Zone 0 (Korea) / Validity : None Ex ia G Zone 0 (North America) / Validity : None Ex ia G Zone 0 (United Kingdom) / Validity : None Ex nA G Zone 2 (Europa) / Validity : None Ex nA G Zone 2 (International) / Validity : None Ex nA G Zone 2 (United Kingdom) / Validity : None Ex ia G Zone 0 (Europa) / Validity : None Ex ia G Zone 0 (International) / Validity : None Ex ia G Zone 0 (Korea) / Validity : None Ex ia G Zone 0 (North America) / Validity : None Ex ia G Zone 0 (United Kingdom) / Validity : None Ex nA G Zone 2 (Europa) / Validity : None Ex nA G Zone 2 (International) / Validity : None Ex nA G Zone 2 (United Kingdom) / Validity : None Ex ia G Zone 0 (Europa) / Validity : None Ex ia G Zone 0 (International) / Validity : None Ex ia G Zone 0 (Korea) / Validity : None Ex ia G Zone 0 (North America) / Validity : None Ex ia G Zone 0 (United Kingdom) / Validity : None Ex nA G Zone 2 (Europa) / Validity : None Ex nA G Zone 2 (International) / Validity : None Ex nA G Zone 2 (United Kingdom) / Validity : None Ex ia G Zone 0 (Europa) / Validity : None Ex ia G Zone 0 (International) / Validity : None Ex ia G Zone 0 (Korea) / Validity : None Ex ia G Zone 0 (North America) / Validity : None Ex ia G Zone 0 (United Kingdom) / Validity : None Ex nA G Zone 2 (Europa) / Validity : None Ex nA G Zone 2 (International) / Validity : None Ex nA G Zone 2 (United Kingdom) / Validity : None Ex ia G Zone 0 (Europa) / Validity : None Ex ia G Zone 0 (International) / Validity : None Ex ia G Zone 0 (Korea) / Validity : None Ex ia G Zone 0 (North America) / Validity : None Ex ia G Zone 0 (United Kingdom) / Validity : None Ex nA G Zone 2 (Europa) / Validity : None Ex nA G Zone 2 (International) / Validity : None Ex nA G Zone 2 (United Kingdom) / Validity : None Ex ia G Zone 0 (Europa) / Validity : None Ex ia G Zone 0 (International) / Validity : None Ex ia G Zone 0 (Korea) / Validity : None Ex ia G Zone 0 (North America) / Validity : None Ex ia G Zone 0 (United Kingdom) / Validity : None Ex ib G Zone 1 (Japan) / Validity : 22.08.2025 Ex nA G Zone 2 (Europa) / Validity : None Ex nA G Zone 2 (International) / Validity : None Ex nA G Zone 2 (United Kingdom) / Validity : None Ex ia G Zone 0 (Europa) / Validity : None Ex ia G Zone 0 (International) / Validity : None Ex ia G Zone 0 (Korea) / Validity : None Ex ia G Zone 0 (North America) / Validity : None Ex ia G Zone 0 (United Kingdom) / Validity : None Ex nA G Zone 2 (Europa) / Validity : None Ex nA G Zone 2 (International) / Validity : None Ex nA G Zone 2 (United Kingdom) / Validity : None Ex ia G Zone 0 (Europa) / Validity : None Ex ia G Zone 0 (International) / Validity : None Ex ia G Zone 0 (Korea) / Validity : None Ex ia G Zone 0 (North America) / Validity : None Ex ia G Zone 0 (United Kingdom) / Validity : None Ex nA G Zone 2 (Europa) / Validity : None Ex nA G Zone 2 (International) / Validity : None Ex nA G Zone 2 (United Kingdom) / Validity : None Ex ia G Zone 0 (Europa) / Validity : None Ex ia G Zone 0 (International) / Validity : None Ex ia G Zone 0 (Korea) / Validity : None Ex ia G Zone 0 (North America) / Validity : None Ex ia G Zone 0 (United Kingdom) / Validity : None Ex ib G Zone 1 (Japan) / Validity : 24.05.2024 Ex nA G Zone 2 (Europa) / Validity : None Ex nA G Zone 2 (International) / Validity : None Ex nA G Zone 2 (United Kingdom) / Validity : None Ex ia G Zone 0 (Europa) / Validity : None Ex ia G Zone 0 (International) / Validity : None Ex ia G Zone 0 (Korea) / Validity : None Ex ia G Zone 0 (North America) / Validity : None Ex ia G Zone 0 (United Kingdom) / Validity : None Ex nA G Zone 2 (Europa) / Validity : None Ex nA G Zone 2 (International) / Validity : None Ex nA G Zone 2 (United Kingdom) / Validity : None Ex ia G Zone 0 (Europa) / Validity : None Ex ia G Zone 0 (International) / Validity : None Ex ia G Zone 0 (Korea) / Validity : None Ex ia G Zone 0 (North America) / Validity : None Ex ia G Zone 0 (United Kingdom) / Validity : None Ex nA G Zone 2 (Europa) / Validity : None Ex nA G Zone 2 (International) / Validity : None Ex nA G Zone 2 (United Kingdom) / Validity : None Ex ia G Zone 0 (Europa) / Validity : None Ex ia G Zone 0 (International) / Validity : None Ex ia G Zone 0 (Korea) / Validity : None Ex ia G Zone 0 (North America) / Validity : None Ex ia G Zone 0 (United Kingdom) / Validity : None Ex nA G Zone 2 (Europa) / Validity : None Ex nA G Zone 2 (International) / Validity : None Ex nA G Zone 2 (United Kingdom) / Validity : None Ex ia G Zone 0 (Europa) / Validity : None Ex ia G Zone 0 (International) / Validity : None Ex ia G Zone 0 (Korea) / Validity : None Ex ia G Zone 0 (North America) / Validity : None Ex ia G Zone 0 (United Kingdom) / Validity : None Ex nA G Zone 2 (Europa) / Validity : None Ex nA G Zone 2 (International) / Validity : None Ex nA G Zone 2 (United Kingdom) / Validity : None Ex ia G Zone 0 (Europa) / Validity : None Ex ia G Zone 0 (International) / Validity : None Ex ia G Zone 0 (Korea) / Validity : None Ex ia G Zone 0 (North America) / Validity : None Ex ia G Zone 0 (United Kingdom) / Validity : None Ex nA G Zone 2 (Europa) / Validity : None Ex nA G Zone 2 (International) / Validity : None Ex nA G Zone 2 (United Kingdom) / Validity : None Ex ia G Zone 0 (Europa) / Validity : None Ex ia G Zone 0 (International) / Validity : None Ex ia G Zone 0 (Korea) / Validity : None Ex ia G Zone 0 (North America) / Validity : None Ex ia G Zone 0 (United Kingdom) / Validity : None Ex nA G Zone 2 (Europa) / Validity : None Ex nA G Zone 2 (International) / Validity : None Ex nA G Zone 2 (United Kingdom) / Validity : None Ex ia G Zone 0 (Europa) / Validity : None Ex ia G Zone 0 (International) / Validity : None Ex ia G Zone 0 (Korea) / Validity : None Ex ia G Zone 0 (North America) / Validity : None Ex ia G Zone 0 (United Kingdom) / Validity : None Ex nA G Zone 2 (Europa) / Validity : None Ex nA G Zone 2 (International) / Validity : None Ex nA G Zone 2 (United Kingdom) / Validity : None Ex ia G Zone 0 (Europa) / Validity : None Ex ia G Zone 0 (International) / Validity : None Ex ia G Zone 0 (Korea) / Validity : None Ex ia G Zone 0 (North America) / Validity : None Ex ia G Zone 0 (United Kingdom) / Validity : None Ex nA G Zone 2 (Europa) / Validity : None Ex nA G Zone 2 (International) / Validity : None Ex nA G Zone 2 (United Kingdom) / Validity : None Ex ia G Zone 0 (Europa) / Validity : None Ex ia G Zone 0 (International) / Validity : None Ex ia G Zone 0 (Korea) / Validity : None Ex ia G Zone 0 (North America) / Validity : None Ex ia G Zone 0 (United Kingdom) / Validity : None Ex nA G Zone 2 (Europa) / Validity : None Ex nA G Zone 2 (International) / Validity : None Ex nA G Zone 2 (United Kingdom) / Validity : None Ex ia G Zone 0 (Europa) / Validity : None Ex ia G Zone 0 (International) / Validity : None Ex ia G Zone 0 (Korea) / Validity : None Ex ia G Zone 0 (North America) / Validity : None Ex ia G Zone 0 (United Kingdom) / Validity : None Ex nA G Zone 2 (Europa) / Validity : None Ex nA G Zone 2 (International) / Validity : None Ex nA G Zone 2 (United Kingdom) / Validity : None Ex ia G Zone 0 (Europa) / Validity : None Ex ia G Zone 0 (International) / Validity : None Ex ia G Zone 0 (Korea) / Validity : None Ex ia G Zone 0 (North America) / Validity : None Ex ia G Zone 0 (United Kingdom) / Validity : None Ex nA G Zone 2 (Europa) / Validity : None Ex nA G Zone 2 (International) / Validity : None Ex nA G Zone 2 (United Kingdom) / Validity : None Ex ia G Zone 0 (Europa) / Validity : None Ex ia G Zone 0 (International) / Validity : None Ex ia G Zone 0 (Korea) / Validity : None Ex ia G Zone 0 (North America) / Validity : None Ex ia G Zone 0 (United Kingdom) / Validity : None Ex nA G Zone 2 (Europa) / Validity : None Ex nA G Zone 2 (International) / Validity : None Ex nA G Zone 2 (United Kingdom) / Validity : None Ex ia G Zone 0 (Europa) / Validity : None Ex ia G Zone 0 (International) / Validity : None Ex ia G Zone 0 (Korea) / Validity : None Ex ia G Zone 0 (North America) / Validity : None Ex ia G Zone 0 (United Kingdom) / Validity : None Ex nA G Zone 2 (Europa) / Validity : None Ex nA G Zone 2 (International) / Validity : None Ex nA G Zone 2 (United Kingdom) / Validity : None Ex ia G Zone 0 (Europa) / Validity : None Ex ia G Zone 0 (International) / Validity : None Ex ia G Zone 0 (Korea) / Validity : None Ex ia G Zone 0 (North America) / Validity : None Ex ia G Zone 0 (United Kingdom) / Validity : None Ex nA G Zone 2 (Europa) / Validity : None Ex nA G Zone 2 (International) / Validity : None Ex nA G Zone 2 (United Kingdom) / Validity : None Ex ia G Zone 0 (Europa) / Validity : None Ex ia G Zone 0 (International) / Validity : None Ex ia G Zone 0 (Korea) / Validity : None Ex ia G Zone 0 (North America) / Validity : None Ex ia G Zone 0 (United Kingdom) / Validity : None Ex nA G Zone 2 (Europa) / Validity : None Ex nA G Zone 2 (International) / Validity : None Ex nA G Zone 2 (United Kingdom) / Validity : None Ex ia G Zone 0 (Europa) / Validity : None Ex ia G Zone 0 (International) / Validity : None Ex ia G Zone 0 (Korea) / Validity : None Ex ia G Zone 0 (North America) / Validity : None Ex ia G Zone 0 (United Kingdom) / Validity : None Ex nA G Zone 2 (Europa) / Validity : None Ex nA G Zone 2 (International) / Validity : None Ex nA G Zone 2 (United Kingdom) / Validity : None Ex ia G Zone 0 (Europa) / Validity : None Ex ia G Zone 0 (International) / Validity : None Ex ia G Zone 0 (Korea) / Validity : None Ex ia G Zone 0 (North America) / Validity : None Ex ia G Zone 0 (United Kingdom) / Validity : None Ex nA G Zone 2 (Europa) / Validity : None Ex nA G Zone 2 (International) / Validity : None Ex nA G Zone 2 (United Kingdom) / Validity : None Ex ia G Zone 0 (Europa) / Validity : None Ex ia G Zone 0 (International) / Validity : None Ex ia G Zone 0 (Korea) / Validity : None Ex ia G Zone 0 (North America) / Validity : None Ex ia G Zone 0 (United Kingdom) / Validity : None Ex nA G Zone 2 (Europa) / Validity : None Ex nA G Zone 2 (International) / Validity : None Ex nA G Zone 2 (United Kingdom) / Validity : None Ex ia G Zone 0 (Europa) / Validity : None Ex ia G Zone 0 (International) / Validity : None Ex ia G Zone 0 (North America) / Validity : None Ex ia G Zone 0 (United Kingdom) / Validity : None Ex nA G Zone 2 (Europa) / Validity : None Ex nA G Zone 2 (International) / Validity : None Ex nA G Zone 2 (United Kingdom) / Validity : None Ex ia G Zone 0 (Europa) / Validity : None Ex ia G Zone 0 (International) / Validity : None Ex ia G Zone 0 (North America) / Validity : None Ex ia G Zone 0 (United Kingdom) / Validity : None Ex nA G Zone 2 (Europa) / Validity : None Ex nA G Zone 2 (International) / Validity : None Ex nA G Zone 2 (United Kingdom) / Validity : None Ex ia G Zone 0 (Europa) / Validity : None Ex ia G Zone 0 (International) / Validity : None Ex ia G Zone 0 (North America) / Validity : None Ex ia G Zone 0 (United Kingdom) / Validity : None Ex nA G Zone 2 (Europa) / Validity : None Ex nA G Zone 2 (International) / Validity : None Ex nA G Zone 2 (United Kingdom) / Validity : None Ex ia G Zone 0 (Europa) / Validity : None Ex ia G Zone 0 (International) / Validity : None Ex ia G Zone 0 (Korea) / Validity : None Ex ia G Zone 0 (North America) / Validity : None Ex ia G Zone 0 (United Kingdom) / Validity : None Ex nA G Zone 2 (Europa) / Validity : None Ex nA G Zone 2 (International) / Validity : None Ex nA G Zone 2 (United Kingdom) / Validity : None Ex ia G Zone 0 (Europa) / Validity : None Ex ia G Zone 0 (International) / Validity : None Ex ia G Zone 0 (North America) / Validity : None Ex ia G Zone 0 (Russia, Belarus, Kyrgyzstan, Armenia, Kazakhstan) / Validity : 18.02.2026 Ex nA G Zone 2 (Europa) / Validity : None Ex nA G Zone 2 (International) / Validity : None Ex nA G Zone 2 (North America) / Validity : None Ex nA G Zone 2 (Russia, Belarus, Kyrgyzstan, Armenia, Kazakhstan) / Validity : 18.02.2026
CP545-211 | 143-545-000-21x | CP545-211 Piezoelectric Dynamic Pressure Sensor | GaPO4 pressure sensor, matching IPC 704_511, -70°C to 560°C, 90 pC/bar, nominal pressure 0 to 50 bar, maximal pressure 100 bar, 4.1 m integral MI cable with braised adaptor at 0.790 m of transducer, Lemo type 0 connector, Ex approved | CPxxx, IPC707, GSI127, EC153, MA Seal, ABAxxx, JB105, JB116 | Ex ia G Zone 0 (Europa) / Validity : None Ex ia G Zone 0 (International) / Validity : None Ex ia G Zone 0 (Korea) / Validity : None Ex ia G Zone 0 (North America) / Validity : None Ex ia G Zone 0 (United Kingdom) / Validity : None Ex nA G Zone 2 (Europa) / Validity : None Ex nA G Zone 2 (International) / Validity : None Ex nA G Zone 2 (United Kingdom) / Validity : None Ex ia G Zone 0 (Europa) / Validity : None Ex ia G Zone 0 (International) / Validity : None Ex ia G Zone 0 (Korea) / Validity : None Ex ia G Zone 0 (North America) / Validity : None Ex ia G Zone 0 (United Kingdom) / Validity : None Ex nA G Zone 2 (Europa) / Validity : None Ex nA G Zone 2 (International) / Validity : None Ex nA G Zone 2 (United Kingdom) / Validity : None Ex ia G Zone 0 (Europa) / Validity : None Ex ia G Zone 0 (International) / Validity : None Ex ia G Zone 0 (Korea) / Validity : None Ex ia G Zone 0 (North America) / Validity : None Ex ia G Zone 0 (United Kingdom) / Validity : None Ex nA G Zone 2 (Europa) / Validity : None Ex nA G Zone 2 (International) / Validity : None Ex nA G Zone 2 (United Kingdom) / Validity : None Ex ia G Zone 0 (Europa) / Validity : None Ex ia G Zone 0 (International) / Validity : None Ex ia G Zone 0 (Korea) / Validity : None Ex ia G Zone 0 (North America) / Validity : None Ex ia G Zone 0 (United Kingdom) / Validity : None Ex nA G Zone 2 (Europa) / Validity : None Ex nA G Zone 2 (International) / Validity : None Ex nA G Zone 2 (United Kingdom) / Validity : None Ex ia G Zone 0 (Europa) / Validity : None Ex ia G Zone 0 (International) / Validity : None Ex ia G Zone 0 (Korea) / Validity : None Ex ia G Zone 0 (North America) / Validity : None Ex ia G Zone 0 (United Kingdom) / Validity : None Ex nA G Zone 2 (Europa) / Validity : None Ex nA G Zone 2 (International) / Validity : None Ex nA G Zone 2 (United Kingdom) / Validity : None Ex ia G Zone 0 (Europa) / Validity : None Ex ia G Zone 0 (International) / Validity : None Ex ia G Zone 0 (Korea) / Validity : None Ex ia G Zone 0 (North America) / Validity : None Ex ia G Zone 0 (United Kingdom) / Validity : None Ex nA G Zone 2 (Europa) / Validity : None Ex nA G Zone 2 (International) / Validity : None Ex nA G Zone 2 (United Kingdom) / Validity : None Ex ia G Zone 0 (Europa) / Validity : None Ex ia G Zone 0 (International) / Validity : None Ex ia G Zone 0 (Korea) / Validity : None Ex ia G Zone 0 (North America) / Validity : None Ex ia G Zone 0 (United Kingdom) / Validity : None Ex nA G Zone 2 (Europa) / Validity : None Ex nA G Zone 2 (International) / Validity : None Ex nA G Zone 2 (United Kingdom) / Validity : None Ex ia G Zone 0 (Europa) / Validity : None Ex ia G Zone 0 (International) / Validity : None Ex ia G Zone 0 (Korea) / Validity : None Ex ia G Zone 0 (North America) / Validity : None Ex ia G Zone 0 (United Kingdom) / Validity : None Ex nA G Zone 2 (Europa) / Validity : None Ex nA G Zone 2 (International) / Validity : None Ex nA G Zone 2 (United Kingdom) / Validity : None Ex ia G Zone 0 (Europa) / Validity : None Ex ia G Zone 0 (International) / Validity : None Ex ia G Zone 0 (Korea) / Validity : None Ex ia G Zone 0 (North America) / Validity : None Ex ia G Zone 0 (United Kingdom) / Validity : None Ex nA G Zone 2 (Europa) / Validity : None Ex nA G Zone 2 (International) / Validity : None Ex nA G Zone 2 (United Kingdom) / Validity : None Ex ia G Zone 0 (Europa) / Validity : None Ex ia G Zone 0 (International) / Validity : None Ex ia G Zone 0 (Korea) / Validity : None Ex ia G Zone 0 (North America) / Validity : None Ex ia G Zone 0 (United Kingdom) / Validity : None Ex nA G Zone 2 (Europa) / Validity : None Ex nA G Zone 2 (International) / Validity : None Ex nA G Zone 2 (United Kingdom) / Validity : None Ex ia G Zone 0 (Europa) / Validity : None Ex ia G Zone 0 (International) / Validity : None Ex ia G Zone 0 (Korea) / Validity : None Ex ia G Zone 0 (North America) / Validity : None Ex ia G Zone 0 (United Kingdom) / Validity : None Ex nA G Zone 2 (Europa) / Validity : None Ex nA G Zone 2 (International) / Validity : None Ex nA G Zone 2 (United Kingdom) / Validity : None Ex ia G Zone 0 (Europa) / Validity : None Ex ia G Zone 0 (International) / Validity : None Ex ia G Zone 0 (Korea) / Validity : None Ex ia G Zone 0 (North America) / Validity : None Ex ia G Zone 0 (United Kingdom) / Validity : None Ex nA G Zone 2 (Europa) / Validity : None Ex nA G Zone 2 (International) / Validity : None Ex nA G Zone 2 (United Kingdom) / Validity : None Ex ia G Zone 0 (Europa) / Validity : None Ex ia G Zone 0 (International) / Validity : None Ex ia G Zone 0 (Korea) / Validity : None Ex ia G Zone 0 (North America) / Validity : None Ex ia G Zone 0 (United Kingdom) / Validity : None Ex nA G Zone 2 (Europa) / Validity : None Ex nA G Zone 2 (International) / Validity : None Ex nA G Zone 2 (United Kingdom) / Validity : None Ex ia G Zone 0 (Europa) / Validity : None Ex ia G Zone 0 (International) / Validity : None Ex ia G Zone 0 (Korea) / Validity : None Ex ia G Zone 0 (North America) / Validity : None Ex ia G Zone 0 (United Kingdom) / Validity : None Ex nA G Zone 2 (Europa) / Validity : None Ex nA G Zone 2 (International) / Validity : None Ex nA G Zone 2 (United Kingdom) / Validity : None Ex ia G Zone 0 (Europa) / Validity : None Ex ia G Zone 0 (International) / Validity : None Ex ia G Zone 0 (Korea) / Validity : None Ex ia G Zone 0 (North America) / Validity : None Ex ia G Zone 0 (United Kingdom) / Validity : None Ex nA G Zone 2 (Europa) / Validity : None Ex nA G Zone 2 (International) / Validity : None Ex nA G Zone 2 (United Kingdom) / Validity : None Ex ia G Zone 0 (Europa) / Validity : None Ex ia G Zone 0 (International) / Validity : None Ex ia G Zone 0 (Korea) / Validity : None Ex ia G Zone 0 (North America) / Validity : None Ex ia G Zone 0 (United Kingdom) / Validity : None Ex nA G Zone 2 (Europa) / Validity : None Ex nA G Zone 2 (International) / Validity : None Ex nA G Zone 2 (United Kingdom) / Validity : None Ex ia G Zone 0 (Europa) / Validity : None Ex ia G Zone 0 (International) / Validity : None Ex ia G Zone 0 (Korea) / Validity : None Ex ia G Zone 0 (North America) / Validity : None Ex ia G Zone 0 (United Kingdom) / Validity : None Ex nA G Zone 2 (Europa) / Validity : None Ex nA G Zone 2 (International) / Validity : None Ex nA G Zone 2 (United Kingdom) / Validity : None Ex ia G Zone 0 (Europa) / Validity : None Ex ia G Zone 0 (International) / Validity : None Ex ia G Zone 0 (Korea) / Validity : None Ex ia G Zone 0 (North America) / Validity : None Ex ia G Zone 0 (United Kingdom) / Validity : None Ex nA G Zone 2 (Europa) / Validity : None Ex nA G Zone 2 (International) / Validity : None Ex nA G Zone 2 (United Kingdom) / Validity : None Ex ia G Zone 0 (Europa) / Validity : None Ex ia G Zone 0 (International) / Validity : None Ex ia G Zone 0 (Korea) / Validity : None Ex ia G Zone 0 (North America) / Validity : None Ex ia G Zone 0 (United Kingdom) / Validity : None Ex nA G Zone 2 (Europa) / Validity : None Ex nA G Zone 2 (International) / Validity : None Ex nA G Zone 2 (United Kingdom) / Validity : None Ex ia G Zone 0 (Europa) / Validity : None Ex ia G Zone 0 (International) / Validity : None Ex ia G Zone 0 (Korea) / Validity : None Ex ia G Zone 0 (North America) / Validity : None Ex ia G Zone 0 (United Kingdom) / Validity : None Ex nA G Zone 2 (Europa) / Validity : None Ex nA G Zone 2 (International) / Validity : None Ex nA G Zone 2 (United Kingdom) / Validity : None Ex ia G Zone 0 (Europa) / Validity : None Ex ia G Zone 0 (International) / Validity : None Ex ia G Zone 0 (Korea) / Validity : None Ex ia G Zone 0 (North America) / Validity : None Ex ia G Zone 0 (United Kingdom) / Validity : None Ex nA G Zone 2 (Europa) / Validity : None Ex nA G Zone 2 (International) / Validity : None Ex nA G Zone 2 (United Kingdom) / Validity : None Ex ia G Zone 0 (Europa) / Validity : None Ex ia G Zone 0 (International) / Validity : None Ex ia G Zone 0 (Korea) / Validity : None Ex ia G Zone 0 (North America) / Validity : None Ex ia G Zone 0 (United Kingdom) / Validity : None Ex nA G Zone 2 (Europa) / Validity : None Ex nA G Zone 2 (International) / Validity : None Ex nA G Zone 2 (United Kingdom) / Validity : None Ex ia G Zone 0 (Europa) / Validity : None Ex ia G Zone 0 (International) / Validity : None Ex ia G Zone 0 (Korea) / Validity : None Ex ia G Zone 0 (North America) / Validity : None Ex ia G Zone 0 (United Kingdom) / Validity : None Ex nA G Zone 2 (Europa) / Validity : None Ex nA G Zone 2 (International) / Validity : None Ex nA G Zone 2 (United Kingdom) / Validity : None Ex ia G Zone 0 (Europa) / Validity : None Ex ia G Zone 0 (International) / Validity : None Ex ia G Zone 0 (Korea) / Validity : None Ex ia G Zone 0 (North America) / Validity : None Ex ia G Zone 0 (United Kingdom) / Validity : None Ex nA G Zone 2 (Europa) / Validity : None Ex nA G Zone 2 (International) / Validity : None Ex nA G Zone 2 (United Kingdom) / Validity : None Ex ia G Zone 0 (Europa) / Validity : None Ex ia G Zone 0 (International) / Validity : None Ex ia G Zone 0 (Korea) / Validity : None Ex ia G Zone 0 (North America) / Validity : None Ex ia G Zone 0 (United Kingdom) / Validity : None Ex nA G Zone 2 (Europa) / Validity : None Ex nA G Zone 2 (International) / Validity : None Ex nA G Zone 2 (United Kingdom) / Validity : None Ex ia G Zone 0 (Europa) / Validity : None Ex ia G Zone 0 (International) / Validity : None Ex ia G Zone 0 (North America) / Validity : None Ex ia G Zone 0 (United Kingdom) / Validity : None Ex nA G Zone 2 (Europa) / Validity : None Ex nA G Zone 2 (International) / Validity : None Ex nA G Zone 2 (United Kingdom) / Validity : None Ex ia G Zone 0 (Europa) / Validity : None Ex ia G Zone 0 (International) / Validity : None Ex ia G Zone 0 (North America) / Validity : None Ex ia G Zone 0 (United Kingdom) / Validity : None Ex nA G Zone 2 (Europa) / Validity : None Ex nA G Zone 2 (International) / Validity : None Ex nA G Zone 2 (United Kingdom) / Validity : None Ex ia G Zone 0 (Europa) / Validity : None Ex ia G Zone 0 (International) / Validity : None Ex ia G Zone 0 (North America) / Validity : None Ex ia G Zone 0 (United Kingdom) / Validity : None Ex nA G Zone 2 (Europa) / Validity : None Ex nA G Zone 2 (International) / Validity : None Ex nA G Zone 2 (United Kingdom) / Validity : None Ex ia G Zone 0 (Europa) / Validity : None Ex ia G Zone 0 (International) / Validity : None Ex ia G Zone 0 (North America) / Validity : None Ex ia G Zone 0 (United Kingdom) / Validity : None Ex nA G Zone 2 (Europa) / Validity : None Ex nA G Zone 2 (International) / Validity : None Ex nA G Zone 2 (United Kingdom) / Validity : None Ex ia G Zone 0 (Europa) / Validity : None Ex ia G Zone 0 (International) / Validity : None Ex ia G Zone 0 (Korea) / Validity : None Ex ia G Zone 0 (North America) / Validity : None Ex ia G Zone 0 (United Kingdom) / Validity : None Ex nA G Zone 2 (Europa) / Validity : None Ex nA G Zone 2 (International) / Validity : None Ex nA G Zone 2 (United Kingdom) / Validity : None Ex ia G Zone 0 (Europa) / Validity : None Ex ia G Zone 0 (International) / Validity : None Ex ia G Zone 0 (Korea) / Validity : None Ex ia G Zone 0 (North America) / Validity : None Ex ia G Zone 0 (United Kingdom) / Validity : None Ex nA G Zone 2 (Europa) / Validity : None Ex nA G Zone 2 (International) / Validity : None Ex nA G Zone 2 (United Kingdom) / Validity : None Ex ia G Zone 0 (Europa) / Validity : None Ex ia G Zone 0 (International) / Validity : None Ex ia G Zone 0 (Korea) / Validity : None Ex ia G Zone 0 (North America) / Validity : None Ex ia G Zone 0 (United Kingdom) / Validity : None Ex nA G Zone 2 (Europa) / Validity : None Ex nA G Zone 2 (International) / Validity : None Ex nA G Zone 2 (United Kingdom) / Validity : None Ex ia G Zone 0 (Europa) / Validity : None Ex ia G Zone 0 (International) / Validity : None Ex ia G Zone 0 (Korea) / Validity : None Ex ia G Zone 0 (North America) / Validity : None Ex ia G Zone 0 (United Kingdom) / Validity : None Ex nA G Zone 2 (Europa) / Validity : None Ex nA G Zone 2 (International) / Validity : None Ex nA G Zone 2 (United Kingdom) / Validity : None Ex ia G Zone 0 (Europa) / Validity : None Ex ia G Zone 0 (International) / Validity : None Ex ia G Zone 0 (Korea) / Validity : None Ex ia G Zone 0 (North America) / Validity : None Ex ia G Zone 0 (United Kingdom) / Validity : None Ex nA G Zone 2 (Europa) / Validity : None Ex nA G Zone 2 (International) / Validity : None Ex nA G Zone 2 (United Kingdom) / Validity : None Ex ia G Zone 0 (Europa) / Validity : None Ex ia G Zone 0 (International) / Validity : None Ex ia G Zone 0 (Korea) / Validity : None Ex ia G Zone 0 (North America) / Validity : None Ex ia G Zone 0 (United Kingdom) / Validity : None Ex ib G Zone 1 (Japan) / Validity : 22.08.2025 Ex nA G Zone 2 (Europa) / Validity : None Ex nA G Zone 2 (International) / Validity : None Ex nA G Zone 2 (United Kingdom) / Validity : None Ex ia G Zone 0 (Europa) / Validity : None Ex ia G Zone 0 (International) / Validity : None Ex ia G Zone 0 (Korea) / Validity : None Ex ia G Zone 0 (North America) / Validity : None Ex ia G Zone 0 (United Kingdom) / Validity : None Ex nA G Zone 2 (Europa) / Validity : None Ex nA G Zone 2 (International) / Validity : None Ex nA G Zone 2 (United Kingdom) / Validity : None Ex ia G Zone 0 (Europa) / Validity : None Ex ia G Zone 0 (International) / Validity : None Ex ia G Zone 0 (Korea) / Validity : None Ex ia G Zone 0 (North America) / Validity : None Ex ia G Zone 0 (United Kingdom) / Validity : None Ex nA G Zone 2 (Europa) / Validity : None Ex nA G Zone 2 (International) / Validity : None Ex nA G Zone 2 (United Kingdom) / Validity : None Ex ia G Zone 0 (Europa) / Validity : None Ex ia G Zone 0 (International) / Validity : None Ex ia G Zone 0 (Korea) / Validity : None Ex ia G Zone 0 (North America) / Validity : None Ex ia G Zone 0 (United Kingdom) / Validity : None Ex ib G Zone 1 (Japan) / Validity : 24.05.2024 Ex nA G Zone 2 (Europa) / Validity : None Ex nA G Zone 2 (International) / Validity : None Ex nA G Zone 2 (United Kingdom) / Validity : None Ex ia G Zone 0 (Europa) / Validity : None Ex ia G Zone 0 (International) / Validity : None Ex ia G Zone 0 (Korea) / Validity : None Ex ia G Zone 0 (North America) / Validity : None Ex ia G Zone 0 (United Kingdom) / Validity : None Ex nA G Zone 2 (Europa) / Validity : None Ex nA G Zone 2 (International) / Validity : None Ex nA G Zone 2 (United Kingdom) / Validity : None Ex ia G Zone 0 (Europa) / Validity : None Ex ia G Zone 0 (International) / Validity : None Ex ia G Zone 0 (Korea) / Validity : None Ex ia G Zone 0 (North America) / Validity : None Ex ia G Zone 0 (United Kingdom) / Validity : None Ex nA G Zone 2 (Europa) / Validity : None Ex nA G Zone 2 (International) / Validity : None Ex nA G Zone 2 (United Kingdom) / Validity : None Ex ia G Zone 0 (Europa) / Validity : None Ex ia G Zone 0 (International) / Validity : None Ex ia G Zone 0 (Korea) / Validity : None Ex ia G Zone 0 (North America) / Validity : None Ex ia G Zone 0 (United Kingdom) / Validity : None Ex nA G Zone 2 (Europa) / Validity : None Ex nA G Zone 2 (International) / Validity : None Ex nA G Zone 2 (United Kingdom) / Validity : None Ex ia G Zone 0 (Europa) / Validity : None Ex ia G Zone 0 (International) / Validity : None Ex ia G Zone 0 (Korea) / Validity : None Ex ia G Zone 0 (North America) / Validity : None Ex ia G Zone 0 (United Kingdom) / Validity : None Ex nA G Zone 2 (Europa) / Validity : None Ex nA G Zone 2 (International) / Validity : None Ex nA G Zone 2 (United Kingdom) / Validity : None Ex ia G Zone 0 (Europa) / Validity : None Ex ia G Zone 0 (International) / Validity : None Ex ia G Zone 0 (Korea) / Validity : None Ex ia G Zone 0 (North America) / Validity : None Ex ia G Zone 0 (United Kingdom) / Validity : None Ex nA G Zone 2 (Europa) / Validity : None Ex nA G Zone 2 (International) / Validity : None Ex nA G Zone 2 (United Kingdom) / Validity : None Ex ia G Zone 0 (Europa) / Validity : None Ex ia G Zone 0 (International) / Validity : None Ex ia G Zone 0 (Korea) / Validity : None Ex ia G Zone 0 (North America) / Validity : None Ex ia G Zone 0 (United Kingdom) / Validity : None Ex nA G Zone 2 (Europa) / Validity : None Ex nA G Zone 2 (International) / Validity : None Ex nA G Zone 2 (United Kingdom) / Validity : None Ex ia G Zone 0 (Europa) / Validity : None Ex ia G Zone 0 (International) / Validity : None Ex ia G Zone 0 (Korea) / Validity : None Ex ia G Zone 0 (North America) / Validity : None Ex ia G Zone 0 (United Kingdom) / Validity : None Ex nA G Zone 2 (Europa) / Validity : None Ex nA G Zone 2 (International) / Validity : None Ex nA G Zone 2 (United Kingdom) / Validity : None Ex ia G Zone 0 (Europa) / Validity : None Ex ia G Zone 0 (International) / Validity : None Ex ia G Zone 0 (Korea) / Validity : None Ex ia G Zone 0 (North America) / Validity : None Ex ia G Zone 0 (United Kingdom) / Validity : None Ex nA G Zone 2 (Europa) / Validity : None Ex nA G Zone 2 (International) / Validity : None Ex nA G Zone 2 (United Kingdom) / Validity : None Ex ia G Zone 0 (Europa) / Validity : None Ex ia G Zone 0 (International) / Validity : None Ex ia G Zone 0 (Korea) / Validity : None Ex ia G Zone 0 (North America) / Validity : None Ex ia G Zone 0 (United Kingdom) / Validity : None Ex nA G Zone 2 (Europa) / Validity : None Ex nA G Zone 2 (International) / Validity : None Ex nA G Zone 2 (United Kingdom) / Validity : None Ex ia G Zone 0 (Europa) / Validity : None Ex ia G Zone 0 (International) / Validity : None Ex ia G Zone 0 (Korea) / Validity : None Ex ia G Zone 0 (North America) / Validity : None Ex ia G Zone 0 (United Kingdom) / Validity : None Ex nA G Zone 2 (Europa) / Validity : None Ex nA G Zone 2 (International) / Validity : None Ex nA G Zone 2 (United Kingdom) / Validity : None Ex ia G Zone 0 (Europa) / Validity : None Ex ia G Zone 0 (International) / Validity : None Ex ia G Zone 0 (Korea) / Validity : None Ex ia G Zone 0 (North America) / Validity : None Ex ia G Zone 0 (United Kingdom) / Validity : None Ex nA G Zone 2 (Europa) / Validity : None Ex nA G Zone 2 (International) / Validity : None Ex nA G Zone 2 (United Kingdom) / Validity : None Ex ia G Zone 0 (Europa) / Validity : None Ex ia G Zone 0 (International) / Validity : None Ex ia G Zone 0 (Korea) / Validity : None Ex ia G Zone 0 (North America) / Validity : None Ex ia G Zone 0 (United Kingdom) / Validity : None Ex nA G Zone 2 (Europa) / Validity : None Ex nA G Zone 2 (International) / Validity : None Ex nA G Zone 2 (United Kingdom) / Validity : None Ex ia G Zone 0 (Europa) / Validity : None Ex ia G Zone 0 (International) / Validity : None Ex ia G Zone 0 (Korea) / Validity : None Ex ia G Zone 0 (North America) / Validity : None Ex ia G Zone 0 (United Kingdom) / Validity : None Ex nA G Zone 2 (Europa) / Validity : None Ex nA G Zone 2 (International) / Validity : None Ex nA G Zone 2 (United Kingdom) / Validity : None Ex ia G Zone 0 (Europa) / Validity : None Ex ia G Zone 0 (International) / Validity : None Ex ia G Zone 0 (Korea) / Validity : None Ex ia G Zone 0 (North America) / Validity : None Ex ia G Zone 0 (United Kingdom) / Validity : None Ex nA G Zone 2 (Europa) / Validity : None Ex nA G Zone 2 (International) / Validity : None Ex nA G Zone 2 (United Kingdom) / Validity : None Ex ia G Zone 0 (Europa) / Validity : None Ex ia G Zone 0 (International) / Validity : None Ex ia G Zone 0 (Korea) / Validity : None Ex ia G Zone 0 (North America) / Validity : None Ex ia G Zone 0 (United Kingdom) / Validity : None Ex nA G Zone 2 (Europa) / Validity : None Ex nA G Zone 2 (International) / Validity : None Ex nA G Zone 2 (United Kingdom) / Validity : None Ex ia G Zone 0 (Europa) / Validity : None Ex ia G Zone 0 (International) / Validity : None Ex ia G Zone 0 (Korea) / Validity : None Ex ia G Zone 0 (North America) / Validity : None Ex ia G Zone 0 (United Kingdom) / Validity : None Ex nA G Zone 2 (Europa) / Validity : None Ex nA G Zone 2 (International) / Validity : None Ex nA G Zone 2 (United Kingdom) / Validity : None Ex ia G Zone 0 (Europa) / Validity : None Ex ia G Zone 0 (International) / Validity : None Ex ia G Zone 0 (Korea) / Validity : None Ex ia G Zone 0 (North America) / Validity : None Ex ia G Zone 0 (United Kingdom) / Validity : None Ex nA G Zone 2 (Europa) / Validity : None Ex nA G Zone 2 (International) / Validity : None Ex nA G Zone 2 (United Kingdom) / Validity : None Ex ia G Zone 0 (Europa) / Validity : None Ex ia G Zone 0 (International) / Validity : None Ex ia G Zone 0 (Korea) / Validity : None Ex ia G Zone 0 (North America) / Validity : None Ex ia G Zone 0 (United Kingdom) / Validity : None Ex nA G Zone 2 (Europa) / Validity : None Ex nA G Zone 2 (International) / Validity : None Ex nA G Zone 2 (United Kingdom) / Validity : None Ex ia G Zone 0 (Europa) / Validity : None Ex ia G Zone 0 (International) / Validity : None Ex ia G Zone 0 (North America) / Validity : None Ex ia G Zone 0 (United Kingdom) / Validity : None Ex nA G Zone 2 (Europa) / Validity : None Ex nA G Zone 2 (International) / Validity : None Ex nA G Zone 2 (United Kingdom) / Validity : None Ex ia G Zone 0 (Europa) / Validity : None Ex ia G Zone 0 (International) / Validity : None Ex ia G Zone 0 (North America) / Validity : None Ex ia G Zone 0 (United Kingdom) / Validity : None Ex nA G Zone 2 (Europa) / Validity : None Ex nA G Zone 2 (International) / Validity : None Ex nA G Zone 2 (United Kingdom) / Validity : None Ex ia G Zone 0 (Europa) / Validity : None Ex ia G Zone 0 (International) / Validity : None Ex ia G Zone 0 (North America) / Validity : None Ex ia G Zone 0 (United Kingdom) / Validity : None Ex nA G Zone 2 (Europa) / Validity : None Ex nA G Zone 2 (International) / Validity : None Ex nA G Zone 2 (United Kingdom) / Validity : None Ex ia G Zone 0 (Europa) / Validity : None Ex ia G Zone 0 (International) / Validity : None Ex ia G Zone 0 (Korea) / Validity : None Ex ia G Zone 0 (North America) / Validity : None Ex ia G Zone 0 (United Kingdom) / Validity : None Ex nA G Zone 2 (Europa) / Validity : None Ex nA G Zone 2 (International) / Validity : None Ex nA G Zone 2 (United Kingdom) / Validity : None Ex ia G Zone 0 (Europa) / Validity : None Ex ia G Zone 0 (International) / Validity : None Ex ia G Zone 0 (North America) / Validity : None Ex ia G Zone 0 (Russia, Belarus, Kyrgyzstan, Armenia, Kazakhstan) / Validity : 18.02.2026 Ex nA G Zone 2 (Europa) / Validity : None Ex nA G Zone 2 (International) / Validity : None Ex nA G Zone 2 (North America) / Validity : None Ex nA G Zone 2 (Russia, Belarus, Kyrgyzstan, Armenia, Kazakhstan) / Validity : 18.02.2026
CP545-221 | 143-545-000-22x | CP545-221 Piezoelectric Dynamic Pressure Sensor | GaPO4 pressure sensor, matching IPC 704_511, -70°C to 560°C, 90 pC/bar, nominal pressure 0 to 50 bar, maximal pressure 100 bar, 4.1 m integral MI cable with braised adaptor at 0.900 m of transducer, Lemo type 0 connector, Ex approved | CPxxx, IPC707, GSI127, EC153, MA Seal, ABAxxx, JB105, JB116 | Ex ia G Zone 0 (Europa) / Validity : None Ex ia G Zone 0 (International) / Validity : None Ex ia G Zone 0 (Korea) / Validity : None Ex ia G Zone 0 (North America) / Validity : None Ex ia G Zone 0 (United Kingdom) / Validity : None Ex nA G Zone 2 (Europa) / Validity : None Ex nA G Zone 2 (International) / Validity : None Ex nA G Zone 2 (United Kingdom) / Validity : None Ex ia G Zone 0 (Europa) / Validity : None Ex ia G Zone 0 (International) / Validity : None Ex ia G Zone 0 (Korea) / Validity : None Ex ia G Zone 0 (North America) / Validity : None Ex ia G Zone 0 (United Kingdom) / Validity : None Ex nA G Zone 2 (Europa) / Validity : None Ex nA G Zone 2 (International) / Validity : None Ex nA G Zone 2 (United Kingdom) / Validity : None Ex ia G Zone 0 (Europa) / Validity : None Ex ia G Zone 0 (International) / Validity : None Ex ia G Zone 0 (Korea) / Validity : None Ex ia G Zone 0 (North America) / Validity : None Ex ia G Zone 0 (United Kingdom) / Validity : None Ex nA G Zone 2 (Europa) / Validity : None Ex nA G Zone 2 (International) / Validity : None Ex nA G Zone 2 (United Kingdom) / Validity : None Ex ia G Zone 0 (Europa) / Validity : None Ex ia G Zone 0 (International) / Validity : None Ex ia G Zone 0 (Korea) / Validity : None Ex ia G Zone 0 (North America) / Validity : None Ex ia G Zone 0 (United Kingdom) / Validity : None Ex nA G Zone 2 (Europa) / Validity : None Ex nA G Zone 2 (International) / Validity : None Ex nA G Zone 2 (United Kingdom) / Validity : None Ex ia G Zone 0 (Europa) / Validity : None Ex ia G Zone 0 (International) / Validity : None Ex ia G Zone 0 (Korea) / Validity : None Ex ia G Zone 0 (North America) / Validity : None Ex ia G Zone 0 (United Kingdom) / Validity : None Ex nA G Zone 2 (Europa) / Validity : None Ex nA G Zone 2 (International) / Validity : None Ex nA G Zone 2 (United Kingdom) / Validity : None Ex ia G Zone 0 (Europa) / Validity : None Ex ia G Zone 0 (International) / Validity : None Ex ia G Zone 0 (Korea) / Validity : None Ex ia G Zone 0 (North America) / Validity : None Ex ia G Zone 0 (United Kingdom) / Validity : None Ex nA G Zone 2 (Europa) / Validity : None Ex nA G Zone 2 (International) / Validity : None Ex nA G Zone 2 (United Kingdom) / Validity : None Ex ia G Zone 0 (Europa) / Validity : None Ex ia G Zone 0 (International) / Validity : None Ex ia G Zone 0 (Korea) / Validity : None Ex ia G Zone 0 (North America) / Validity : None Ex ia G Zone 0 (United Kingdom) / Validity : None Ex nA G Zone 2 (Europa) / Validity : None Ex nA G Zone 2 (International) / Validity : None Ex nA G Zone 2 (United Kingdom) / Validity : None Ex ia G Zone 0 (Europa) / Validity : None Ex ia G Zone 0 (International) / Validity : None Ex ia G Zone 0 (Korea) / Validity : None Ex ia G Zone 0 (North America) / Validity : None Ex ia G Zone 0 (United Kingdom) / Validity : None Ex nA G Zone 2 (Europa) / Validity : None Ex nA G Zone 2 (International) / Validity : None Ex nA G Zone 2 (United Kingdom) / Validity : None Ex ia G Zone 0 (Europa) / Validity : None Ex ia G Zone 0 (International) / Validity : None Ex ia G Zone 0 (Korea) / Validity : None Ex ia G Zone 0 (North America) / Validity : None Ex ia G Zone 0 (United Kingdom) / Validity : None Ex nA G Zone 2 (Europa) / Validity : None Ex nA G Zone 2 (International) / Validity : None Ex nA G Zone 2 (United Kingdom) / Validity : None Ex ia G Zone 0 (Europa) / Validity : None Ex ia G Zone 0 (International) / Validity : None Ex ia G Zone 0 (Korea) / Validity : None Ex ia G Zone 0 (North America) / Validity : None Ex ia G Zone 0 (United Kingdom) / Validity : None Ex nA G Zone 2 (Europa) / Validity : None Ex nA G Zone 2 (International) / Validity : None Ex nA G Zone 2 (United Kingdom) / Validity : None Ex ia G Zone 0 (Europa) / Validity : None Ex ia G Zone 0 (International) / Validity : None Ex ia G Zone 0 (Korea) / Validity : None Ex ia G Zone 0 (North America) / Validity : None Ex ia G Zone 0 (United Kingdom) / Validity : None Ex nA G Zone 2 (Europa) / Validity : None Ex nA G Zone 2 (International) / Validity : None Ex nA G Zone 2 (United Kingdom) / Validity : None Ex ia G Zone 0 (Europa) / Validity : None Ex ia G Zone 0 (International) / Validity : None Ex ia G Zone 0 (Korea) / Validity : None Ex ia G Zone 0 (North America) / Validity : None Ex ia G Zone 0 (United Kingdom) / Validity : None Ex nA G Zone 2 (Europa) / Validity : None Ex nA G Zone 2 (International) / Validity : None Ex nA G Zone 2 (United Kingdom) / Validity : None Ex ia G Zone 0 (Europa) / Validity : None Ex ia G Zone 0 (International) / Validity : None Ex ia G Zone 0 (Korea) / Validity : None Ex ia G Zone 0 (North America) / Validity : None Ex ia G Zone 0 (United Kingdom) / Validity : None Ex nA G Zone 2 (Europa) / Validity : None Ex nA G Zone 2 (International) / Validity : None Ex nA G Zone 2 (United Kingdom) / Validity : None Ex ia G Zone 0 (Europa) / Validity : None Ex ia G Zone 0 (International) / Validity : None Ex ia G Zone 0 (Korea) / Validity : None Ex ia G Zone 0 (North America) / Validity : None Ex ia G Zone 0 (United Kingdom) / Validity : None Ex nA G Zone 2 (Europa) / Validity : None Ex nA G Zone 2 (International) / Validity : None Ex nA G Zone 2 (United Kingdom) / Validity : None Ex ia G Zone 0 (Europa) / Validity : None Ex ia G Zone 0 (International) / Validity : None Ex ia G Zone 0 (Korea) / Validity : None Ex ia G Zone 0 (North America) / Validity : None Ex ia G Zone 0 (United Kingdom) / Validity : None Ex nA G Zone 2 (Europa) / Validity : None Ex nA G Zone 2 (International) / Validity : None Ex nA G Zone 2 (United Kingdom) / Validity : None Ex ia G Zone 0 (Europa) / Validity : None Ex ia G Zone 0 (International) / Validity : None Ex ia G Zone 0 (Korea) / Validity : None Ex ia G Zone 0 (North America) / Validity : None Ex ia G Zone 0 (United Kingdom) / Validity : None Ex nA G Zone 2 (Europa) / Validity : None Ex nA G Zone 2 (International) / Validity : None Ex nA G Zone 2 (United Kingdom) / Validity : None Ex ia G Zone 0 (Europa) / Validity : None Ex ia G Zone 0 (International) / Validity : None Ex ia G Zone 0 (Korea) / Validity : None Ex ia G Zone 0 (North America) / Validity : None Ex ia G Zone 0 (United Kingdom) / Validity : None Ex nA G Zone 2 (Europa) / Validity : None Ex nA G Zone 2 (International) / Validity : None Ex nA G Zone 2 (United Kingdom) / Validity : None Ex ia G Zone 0 (Europa) / Validity : None Ex ia G Zone 0 (International) / Validity : None Ex ia G Zone 0 (Korea) / Validity : None Ex ia G Zone 0 (North America) / Validity : None Ex ia G Zone 0 (United Kingdom) / Validity : None Ex nA G Zone 2 (Europa) / Validity : None Ex nA G Zone 2 (International) / Validity : None Ex nA G Zone 2 (United Kingdom) / Validity : None Ex ia G Zone 0 (Europa) / Validity : None Ex ia G Zone 0 (International) / Validity : None Ex ia G Zone 0 (Korea) / Validity : None Ex ia G Zone 0 (North America) / Validity : None Ex ia G Zone 0 (United Kingdom) / Validity : None Ex nA G Zone 2 (Europa) / Validity : None Ex nA G Zone 2 (International) / Validity : None Ex nA G Zone 2 (United Kingdom) / Validity : None Ex ia G Zone 0 (Europa) / Validity : None Ex ia G Zone 0 (International) / Validity : None Ex ia G Zone 0 (Korea) / Validity : None Ex ia G Zone 0 (North America) / Validity : None Ex ia G Zone 0 (United Kingdom) / Validity : None Ex nA G Zone 2 (Europa) / Validity : None Ex nA G Zone 2 (International) / Validity : None Ex nA G Zone 2 (United Kingdom) / Validity : None Ex ia G Zone 0 (Europa) / Validity : None Ex ia G Zone 0 (International) / Validity : None Ex ia G Zone 0 (Korea) / Validity : None Ex ia G Zone 0 (North America) / Validity : None Ex ia G Zone 0 (United Kingdom) / Validity : None Ex nA G Zone 2 (Europa) / Validity : None Ex nA G Zone 2 (International) / Validity : None Ex nA G Zone 2 (United Kingdom) / Validity : None Ex ia G Zone 0 (Europa) / Validity : None Ex ia G Zone 0 (International) / Validity : None Ex ia G Zone 0 (Korea) / Validity : None Ex ia G Zone 0 (North America) / Validity : None Ex ia G Zone 0 (United Kingdom) / Validity : None Ex nA G Zone 2 (Europa) / Validity : None Ex nA G Zone 2 (International) / Validity : None Ex nA G Zone 2 (United Kingdom) / Validity : None Ex ia G Zone 0 (Europa) / Validity : None Ex ia G Zone 0 (International) / Validity : None Ex ia G Zone 0 (Korea) / Validity : None Ex ia G Zone 0 (North America) / Validity : None Ex ia G Zone 0 (United Kingdom) / Validity : None Ex nA G Zone 2 (Europa) / Validity : None Ex nA G Zone 2 (International) / Validity : None Ex nA G Zone 2 (United Kingdom) / Validity : None Ex ia G Zone 0 (Europa) / Validity : None Ex ia G Zone 0 (International) / Validity : None Ex ia G Zone 0 (Korea) / Validity : None Ex ia G Zone 0 (North America) / Validity : None Ex ia G Zone 0 (United Kingdom) / Validity : None Ex nA G Zone 2 (Europa) / Validity : None Ex nA G Zone 2 (International) / Validity : None Ex nA G Zone 2 (United Kingdom) / Validity : None Ex ia G Zone 0 (Europa) / Validity : None Ex ia G Zone 0 (International) / Validity : None Ex ia G Zone 0 (Korea) / Validity : None Ex ia G Zone 0 (North America) / Validity : None Ex ia G Zone 0 (United Kingdom) / Validity : None Ex nA G Zone 2 (Europa) / Validity : None Ex nA G Zone 2 (International) / Validity : None Ex nA G Zone 2 (United Kingdom) / Validity : None Ex ia G Zone 0 (Europa) / Validity : None Ex ia G Zone 0 (International) / Validity : None Ex ia G Zone 0 (North America) / Validity : None Ex ia G Zone 0 (United Kingdom) / Validity : None Ex nA G Zone 2 (Europa) / Validity : None Ex nA G Zone 2 (International) / Validity : None Ex nA G Zone 2 (United Kingdom) / Validity : None Ex ia G Zone 0 (Europa) / Validity : None Ex ia G Zone 0 (International) / Validity : None Ex ia G Zone 0 (North America) / Validity : None Ex ia G Zone 0 (United Kingdom) / Validity : None Ex nA G Zone 2 (Europa) / Validity : None Ex nA G Zone 2 (International) / Validity : None Ex nA G Zone 2 (United Kingdom) / Validity : None Ex ia G Zone 0 (Europa) / Validity : None Ex ia G Zone 0 (International) / Validity : None Ex ia G Zone 0 (North America) / Validity : None Ex ia G Zone 0 (United Kingdom) / Validity : None Ex nA G Zone 2 (Europa) / Validity : None Ex nA G Zone 2 (International) / Validity : None Ex nA G Zone 2 (United Kingdom) / Validity : None Ex ia G Zone 0 (Europa) / Validity : None Ex ia G Zone 0 (International) / Validity : None Ex ia G Zone 0 (North America) / Validity : None Ex ia G Zone 0 (United Kingdom) / Validity : None Ex nA G Zone 2 (Europa) / Validity : None Ex nA G Zone 2 (International) / Validity : None Ex nA G Zone 2 (United Kingdom) / Validity : None Ex ia G Zone 0 (Europa) / Validity : None Ex ia G Zone 0 (International) / Validity : None Ex ia G Zone 0 (Korea) / Validity : None Ex ia G Zone 0 (North America) / Validity : None Ex ia G Zone 0 (United Kingdom) / Validity : None Ex nA G Zone 2 (Europa) / Validity : None Ex nA G Zone 2 (International) / Validity : None Ex nA G Zone 2 (United Kingdom) / Validity : None Ex ia G Zone 0 (Europa) / Validity : None Ex ia G Zone 0 (International) / Validity : None Ex ia G Zone 0 (Korea) / Validity : None Ex ia G Zone 0 (North America) / Validity : None Ex ia G Zone 0 (United Kingdom) / Validity : None Ex nA G Zone 2 (Europa) / Validity : None Ex nA G Zone 2 (International) / Validity : None Ex nA G Zone 2 (United Kingdom) / Validity : None Ex ia G Zone 0 (Europa) / Validity : None Ex ia G Zone 0 (International) / Validity : None Ex ia G Zone 0 (Korea) / Validity : None Ex ia G Zone 0 (North America) / Validity : None Ex ia G Zone 0 (United Kingdom) / Validity : None Ex nA G Zone 2 (Europa) / Validity : None Ex nA G Zone 2 (International) / Validity : None Ex nA G Zone 2 (United Kingdom) / Validity : None Ex ia G Zone 0 (Europa) / Validity : None Ex ia G Zone 0 (International) / Validity : None Ex ia G Zone 0 (Korea) / Validity : None Ex ia G Zone 0 (North America) / Validity : None Ex ia G Zone 0 (United Kingdom) / Validity : None Ex nA G Zone 2 (Europa) / Validity : None Ex nA G Zone 2 (International) / Validity : None Ex nA G Zone 2 (United Kingdom) / Validity : None Ex ia G Zone 0 (Europa) / Validity : None Ex ia G Zone 0 (International) / Validity : None Ex ia G Zone 0 (Korea) / Validity : None Ex ia G Zone 0 (North America) / Validity : None Ex ia G Zone 0 (United Kingdom) / Validity : None Ex nA G Zone 2 (Europa) / Validity : None Ex nA G Zone 2 (International) / Validity : None Ex nA G Zone 2 (United Kingdom) / Validity : None Ex ia G Zone 0 (Europa) / Validity : None Ex ia G Zone 0 (International) / Validity : None Ex ia G Zone 0 (Korea) / Validity : None Ex ia G Zone 0 (North America) / Validity : None Ex ia G Zone 0 (United Kingdom) / Validity : None Ex ib G Zone 1 (Japan) / Validity : 22.08.2025 Ex nA G Zone 2 (Europa) / Validity : None Ex nA G Zone 2 (International) / Validity : None Ex nA G Zone 2 (United Kingdom) / Validity : None Ex ia G Zone 0 (Europa) / Validity : None Ex ia G Zone 0 (International) / Validity : None Ex ia G Zone 0 (Korea) / Validity : None Ex ia G Zone 0 (North America) / Validity : None Ex ia G Zone 0 (United Kingdom) / Validity : None Ex nA G Zone 2 (Europa) / Validity : None Ex nA G Zone 2 (International) / Validity : None Ex nA G Zone 2 (United Kingdom) / Validity : None Ex ia G Zone 0 (Europa) / Validity : None Ex ia G Zone 0 (International) / Validity : None Ex ia G Zone 0 (Korea) / Validity : None Ex ia G Zone 0 (North America) / Validity : None Ex ia G Zone 0 (United Kingdom) / Validity : None Ex nA G Zone 2 (Europa) / Validity : None Ex nA G Zone 2 (International) / Validity : None Ex nA G Zone 2 (United Kingdom) / Validity : None Ex ia G Zone 0 (Europa) / Validity : None Ex ia G Zone 0 (International) / Validity : None Ex ia G Zone 0 (Korea) / Validity : None Ex ia G Zone 0 (North America) / Validity : None Ex ia G Zone 0 (United Kingdom) / Validity : None Ex ib G Zone 1 (Japan) / Validity : 24.05.2024 Ex nA G Zone 2 (Europa) / Validity : None Ex nA G Zone 2 (International) / Validity : None Ex nA G Zone 2 (United Kingdom) / Validity : None Ex ia G Zone 0 (Europa) / Validity : None Ex ia G Zone 0 (International) / Validity : None Ex ia G Zone 0 (Korea) / Validity : None Ex ia G Zone 0 (North America) / Validity : None Ex ia G Zone 0 (United Kingdom) / Validity : None Ex nA G Zone 2 (Europa) / Validity : None Ex nA G Zone 2 (International) / Validity : None Ex nA G Zone 2 (United Kingdom) / Validity : None Ex ia G Zone 0 (Europa) / Validity : None Ex ia G Zone 0 (International) / Validity : None Ex ia G Zone 0 (Korea) / Validity : None Ex ia G Zone 0 (North America) / Validity : None Ex ia G Zone 0 (United Kingdom) / Validity : None Ex nA G Zone 2 (Europa) / Validity : None Ex nA G Zone 2 (International) / Validity : None Ex nA G Zone 2 (United Kingdom) / Validity : None Ex ia G Zone 0 (Europa) / Validity : None Ex ia G Zone 0 (International) / Validity : None Ex ia G Zone 0 (Korea) / Validity : None Ex ia G Zone 0 (North America) / Validity : None Ex ia G Zone 0 (United Kingdom) / Validity : None Ex nA G Zone 2 (Europa) / Validity : None Ex nA G Zone 2 (International) / Validity : None Ex nA G Zone 2 (United Kingdom) / Validity : None Ex ia G Zone 0 (Europa) / Validity : None Ex ia G Zone 0 (International) / Validity : None Ex ia G Zone 0 (Korea) / Validity : None Ex ia G Zone 0 (North America) / Validity : None Ex ia G Zone 0 (United Kingdom) / Validity : None Ex nA G Zone 2 (Europa) / Validity : None Ex nA G Zone 2 (International) / Validity : None Ex nA G Zone 2 (United Kingdom) / Validity : None Ex ia G Zone 0 (Europa) / Validity : None Ex ia G Zone 0 (International) / Validity : None Ex ia G Zone 0 (Korea) / Validity : None Ex ia G Zone 0 (North America) / Validity : None Ex ia G Zone 0 (United Kingdom) / Validity : None Ex nA G Zone 2 (Europa) / Validity : None Ex nA G Zone 2 (International) / Validity : None Ex nA G Zone 2 (United Kingdom) / Validity : None Ex ia G Zone 0 (Europa) / Validity : None Ex ia G Zone 0 (International) / Validity : None Ex ia G Zone 0 (Korea) / Validity : None Ex ia G Zone 0 (North America) / Validity : None Ex ia G Zone 0 (United Kingdom) / Validity : None Ex nA G Zone 2 (Europa) / Validity : None Ex nA G Zone 2 (International) / Validity : None Ex nA G Zone 2 (United Kingdom) / Validity : None Ex ia G Zone 0 (Europa) / Validity : None Ex ia G Zone 0 (International) / Validity : None Ex ia G Zone 0 (Korea) / Validity : None Ex ia G Zone 0 (North America) / Validity : None Ex ia G Zone 0 (United Kingdom) / Validity : None Ex nA G Zone 2 (Europa) / Validity : None Ex nA G Zone 2 (International) / Validity : None Ex nA G Zone 2 (United Kingdom) / Validity : None Ex ia G Zone 0 (Europa) / Validity : None Ex ia G Zone 0 (International) / Validity : None Ex ia G Zone 0 (Korea) / Validity : None Ex ia G Zone 0 (North America) / Validity : None Ex ia G Zone 0 (United Kingdom) / Validity : None Ex nA G Zone 2 (Europa) / Validity : None Ex nA G Zone 2 (International) / Validity : None Ex nA G Zone 2 (United Kingdom) / Validity : None Ex ia G Zone 0 (Europa) / Validity : None Ex ia G Zone 0 (International) / Validity : None Ex ia G Zone 0 (Korea) / Validity : None Ex ia G Zone 0 (North America) / Validity : None Ex ia G Zone 0 (United Kingdom) / Validity : None Ex nA G Zone 2 (Europa) / Validity : None Ex nA G Zone 2 (International) / Validity : None Ex nA G Zone 2 (United Kingdom) / Validity : None Ex ia G Zone 0 (Europa) / Validity : None Ex ia G Zone 0 (International) / Validity : None Ex ia G Zone 0 (Korea) / Validity : None Ex ia G Zone 0 (North America) / Validity : None Ex ia G Zone 0 (United Kingdom) / Validity : None Ex nA G Zone 2 (Europa) / Validity : None Ex nA G Zone 2 (International) / Validity : None Ex nA G Zone 2 (United Kingdom) / Validity : None Ex ia G Zone 0 (Europa) / Validity : None Ex ia G Zone 0 (International) / Validity : None Ex ia G Zone 0 (Korea) / Validity : None Ex ia G Zone 0 (North America) / Validity : None Ex ia G Zone 0 (United Kingdom) / Validity : None Ex nA G Zone 2 (Europa) / Validity : None Ex nA G Zone 2 (International) / Validity : None Ex nA G Zone 2 (United Kingdom) / Validity : None Ex ia G Zone 0 (Europa) / Validity : None Ex ia G Zone 0 (International) / Validity : None Ex ia G Zone 0 (Korea) / Validity : None Ex ia G Zone 0 (North America) / Validity : None Ex ia G Zone 0 (United Kingdom) / Validity : None Ex nA G Zone 2 (Europa) / Validity : None Ex nA G Zone 2 (International) / Validity : None Ex nA G Zone 2 (United Kingdom) / Validity : None Ex ia G Zone 0 (Europa) / Validity : None Ex ia G Zone 0 (International) / Validity : None Ex ia G Zone 0 (Korea) / Validity : None Ex ia G Zone 0 (North America) / Validity : None Ex ia G Zone 0 (United Kingdom) / Validity : None Ex nA G Zone 2 (Europa) / Validity : None Ex nA G Zone 2 (International) / Validity : None Ex nA G Zone 2 (United Kingdom) / Validity : None Ex ia G Zone 0 (Europa) / Validity : None Ex ia G Zone 0 (International) / Validity : None Ex ia G Zone 0 (Korea) / Validity : None Ex ia G Zone 0 (North America) / Validity : None Ex ia G Zone 0 (United Kingdom) / Validity : None Ex nA G Zone 2 (Europa) / Validity : None Ex nA G Zone 2 (International) / Validity : None Ex nA G Zone 2 (United Kingdom) / Validity : None Ex ia G Zone 0 (Europa) / Validity : None Ex ia G Zone 0 (International) / Validity : None Ex ia G Zone 0 (Korea) / Validity : None Ex ia G Zone 0 (North America) / Validity : None Ex ia G Zone 0 (United Kingdom) / Validity : None Ex nA G Zone 2 (Europa) / Validity : None Ex nA G Zone 2 (International) / Validity : None Ex nA G Zone 2 (United Kingdom) / Validity : None Ex ia G Zone 0 (Europa) / Validity : None Ex ia G Zone 0 (International) / Validity : None Ex ia G Zone 0 (Korea) / Validity : None Ex ia G Zone 0 (North America) / Validity : None Ex ia G Zone 0 (United Kingdom) / Validity : None Ex nA G Zone 2 (Europa) / Validity : None Ex nA G Zone 2 (International) / Validity : None Ex nA G Zone 2 (United Kingdom) / Validity : None Ex ia G Zone 0 (Europa) / Validity : None Ex ia G Zone 0 (International) / Validity : None Ex ia G Zone 0 (Korea) / Validity : None Ex ia G Zone 0 (North America) / Validity : None Ex ia G Zone 0 (United Kingdom) / Validity : None Ex nA G Zone 2 (Europa) / Validity : None Ex nA G Zone 2 (International) / Validity : None Ex nA G Zone 2 (United Kingdom) / Validity : None Ex ia G Zone 0 (Europa) / Validity : None Ex ia G Zone 0 (International) / Validity : None Ex ia G Zone 0 (Korea) / Validity : None Ex ia G Zone 0 (North America) / Validity : None Ex ia G Zone 0 (United Kingdom) / Validity : None Ex nA G Zone 2 (Europa) / Validity : None Ex nA G Zone 2 (International) / Validity : None Ex nA G Zone 2 (United Kingdom) / Validity : None Ex ia G Zone 0 (Europa) / Validity : None Ex ia G Zone 0 (International) / Validity : None Ex ia G Zone 0 (North America) / Validity : None Ex ia G Zone 0 (United Kingdom) / Validity : None Ex nA G Zone 2 (Europa) / Validity : None Ex nA G Zone 2 (International) / Validity : None Ex nA G Zone 2 (United Kingdom) / Validity : None Ex ia G Zone 0 (Europa) / Validity : None Ex ia G Zone 0 (International) / Validity : None Ex ia G Zone 0 (North America) / Validity : None Ex ia G Zone 0 (United Kingdom) / Validity : None Ex nA G Zone 2 (Europa) / Validity : None Ex nA G Zone 2 (International) / Validity : None Ex nA G Zone 2 (United Kingdom) / Validity : None Ex ia G Zone 0 (Europa) / Validity : None Ex ia G Zone 0 (International) / Validity : None Ex ia G Zone 0 (North America) / Validity : None Ex ia G Zone 0 (United Kingdom) / Validity : None Ex nA G Zone 2 (Europa) / Validity : None Ex nA G Zone 2 (International) / Validity : None Ex nA G Zone 2 (United Kingdom) / Validity : None Ex ia G Zone 0 (Europa) / Validity : None Ex ia G Zone 0 (International) / Validity : None Ex ia G Zone 0 (Korea) / Validity : None Ex ia G Zone 0 (North America) / Validity : None Ex ia G Zone 0 (United Kingdom) / Validity : None Ex nA G Zone 2 (Europa) / Validity : None Ex nA G Zone 2 (International) / Validity : None Ex nA G Zone 2 (United Kingdom) / Validity : None Ex ia G Zone 0 (Europa) / Validity : None Ex ia G Zone 0 (International) / Validity : None Ex ia G Zone 0 (North America) / Validity : None Ex ia G Zone 0 (Russia, Belarus, Kyrgyzstan, Armenia, Kazakhstan) / Validity : 18.02.2026 Ex nA G Zone 2 (Europa) / Validity : None Ex nA G Zone 2 (International) / Validity : None Ex nA G Zone 2 (North America) / Validity : None Ex nA G Zone 2 (Russia, Belarus, Kyrgyzstan, Armenia, Kazakhstan) / Validity : 18.02.2026
CP545-231 | 143-545-000-23x | CP545-231 Piezoelectric Dynamic Pressure Sensor | GaPO4 pressure sensor, matching IPC 704_511, -70°C to 560°C, 90 pC/bar, nominal pressure 0 to 50 bar, maximal pressure 100 bar, 4.1 m integral MI cable with braised adaptor at 0.990 m of transducer, Lemo type 0 connector, Ex approved | CPxxx, IPC707, GSI127, EC153, MA Seal, ABAxxx, JB105, JB116 | Ex ia G Zone 0 (Europa) / Validity : None Ex ia G Zone 0 (International) / Validity : None Ex ia G Zone 0 (Korea) / Validity : None Ex ia G Zone 0 (North America) / Validity : None Ex ia G Zone 0 (United Kingdom) / Validity : None Ex nA G Zone 2 (Europa) / Validity : None Ex nA G Zone 2 (International) / Validity : None Ex nA G Zone 2 (United Kingdom) / Validity : None Ex ia G Zone 0 (Europa) / Validity : None Ex ia G Zone 0 (International) / Validity : None Ex ia G Zone 0 (Korea) / Validity : None Ex ia G Zone 0 (North America) / Validity : None Ex ia G Zone 0 (United Kingdom) / Validity : None Ex nA G Zone 2 (Europa) / Validity : None Ex nA G Zone 2 (International) / Validity : None Ex nA G Zone 2 (United Kingdom) / Validity : None Ex ia G Zone 0 (Europa) / Validity : None Ex ia G Zone 0 (International) / Validity : None Ex ia G Zone 0 (Korea) / Validity : None Ex ia G Zone 0 (North America) / Validity : None Ex ia G Zone 0 (United Kingdom) / Validity : None Ex nA G Zone 2 (Europa) / Validity : None Ex nA G Zone 2 (International) / Validity : None Ex nA G Zone 2 (United Kingdom) / Validity : None Ex ia G Zone 0 (Europa) / Validity : None Ex ia G Zone 0 (International) / Validity : None Ex ia G Zone 0 (Korea) / Validity : None Ex ia G Zone 0 (North America) / Validity : None Ex ia G Zone 0 (United Kingdom) / Validity : None Ex nA G Zone 2 (Europa) / Validity : None Ex nA G Zone 2 (International) / Validity : None Ex nA G Zone 2 (United Kingdom) / Validity : None Ex ia G Zone 0 (Europa) / Validity : None Ex ia G Zone 0 (International) / Validity : None Ex ia G Zone 0 (Korea) / Validity : None Ex ia G Zone 0 (North America) / Validity : None Ex ia G Zone 0 (United Kingdom) / Validity : None Ex nA G Zone 2 (Europa) / Validity : None Ex nA G Zone 2 (International) / Validity : None Ex nA G Zone 2 (United Kingdom) / Validity : None Ex ia G Zone 0 (Europa) / Validity : None Ex ia G Zone 0 (International) / Validity : None Ex ia G Zone 0 (Korea) / Validity : None Ex ia G Zone 0 (North America) / Validity : None Ex ia G Zone 0 (United Kingdom) / Validity : None Ex nA G Zone 2 (Europa) / Validity : None Ex nA G Zone 2 (International) / Validity : None Ex nA G Zone 2 (United Kingdom) / Validity : None Ex ia G Zone 0 (Europa) / Validity : None Ex ia G Zone 0 (International) / Validity : None Ex ia G Zone 0 (Korea) / Validity : None Ex ia G Zone 0 (North America) / Validity : None Ex ia G Zone 0 (United Kingdom) / Validity : None Ex nA G Zone 2 (Europa) / Validity : None Ex nA G Zone 2 (International) / Validity : None Ex nA G Zone 2 (United Kingdom) / Validity : None Ex ia G Zone 0 (Europa) / Validity : None Ex ia G Zone 0 (International) / Validity : None Ex ia G Zone 0 (Korea) / Validity : None Ex ia G Zone 0 (North America) / Validity : None Ex ia G Zone 0 (United Kingdom) / Validity : None Ex nA G Zone 2 (Europa) / Validity : None Ex nA G Zone 2 (International) / Validity : None Ex nA G Zone 2 (United Kingdom) / Validity : None Ex ia G Zone 0 (Europa) / Validity : None Ex ia G Zone 0 (International) / Validity : None Ex ia G Zone 0 (Korea) / Validity : None Ex ia G Zone 0 (North America) / Validity : None Ex ia G Zone 0 (United Kingdom) / Validity : None Ex nA G Zone 2 (Europa) / Validity : None Ex nA G Zone 2 (International) / Validity : None Ex nA G Zone 2 (United Kingdom) / Validity : None Ex ia G Zone 0 (Europa) / Validity : None Ex ia G Zone 0 (International) / Validity : None Ex ia G Zone 0 (Korea) / Validity : None Ex ia G Zone 0 (North America) / Validity : None Ex ia G Zone 0 (United Kingdom) / Validity : None Ex nA G Zone 2 (Europa) / Validity : None Ex nA G Zone 2 (International) / Validity : None Ex nA G Zone 2 (United Kingdom) / Validity : None Ex ia G Zone 0 (Europa) / Validity : None Ex ia G Zone 0 (International) / Validity : None Ex ia G Zone 0 (Korea) / Validity : None Ex ia G Zone 0 (North America) / Validity : None Ex ia G Zone 0 (United Kingdom) / Validity : None Ex nA G Zone 2 (Europa) / Validity : None Ex nA G Zone 2 (International) / Validity : None Ex nA G Zone 2 (United Kingdom) / Validity : None Ex ia G Zone 0 (Europa) / Validity : None Ex ia G Zone 0 (International) / Validity : None Ex ia G Zone 0 (Korea) / Validity : None Ex ia G Zone 0 (North America) / Validity : None Ex ia G Zone 0 (United Kingdom) / Validity : None Ex nA G Zone 2 (Europa) / Validity : None Ex nA G Zone 2 (International) / Validity : None Ex nA G Zone 2 (United Kingdom) / Validity : None Ex ia G Zone 0 (Europa) / Validity : None Ex ia G Zone 0 (International) / Validity : None Ex ia G Zone 0 (Korea) / Validity : None Ex ia G Zone 0 (North America) / Validity : None Ex ia G Zone 0 (United Kingdom) / Validity : None Ex nA G Zone 2 (Europa) / Validity : None Ex nA G Zone 2 (International) / Validity : None Ex nA G Zone 2 (United Kingdom) / Validity : None Ex ia G Zone 0 (Europa) / Validity : None Ex ia G Zone 0 (International) / Validity : None Ex ia G Zone 0 (Korea) / Validity : None Ex ia G Zone 0 (North America) / Validity : None Ex ia G Zone 0 (United Kingdom) / Validity : None Ex nA G Zone 2 (Europa) / Validity : None Ex nA G Zone 2 (International) / Validity : None Ex nA G Zone 2 (United Kingdom) / Validity : None Ex ia G Zone 0 (Europa) / Validity : None Ex ia G Zone 0 (International) / Validity : None Ex ia G Zone 0 (Korea) / Validity : None Ex ia G Zone 0 (North America) / Validity : None Ex ia G Zone 0 (United Kingdom) / Validity : None Ex nA G Zone 2 (Europa) / Validity : None Ex nA G Zone 2 (International) / Validity : None Ex nA G Zone 2 (United Kingdom) / Validity : None Ex ia G Zone 0 (Europa) / Validity : None Ex ia G Zone 0 (International) / Validity : None Ex ia G Zone 0 (Korea) / Validity : None Ex ia G Zone 0 (North America) / Validity : None Ex ia G Zone 0 (United Kingdom) / Validity : None Ex nA G Zone 2 (Europa) / Validity : None Ex nA G Zone 2 (International) / Validity : None Ex nA G Zone 2 (United Kingdom) / Validity : None Ex ia G Zone 0 (Europa) / Validity : None Ex ia G Zone 0 (International) / Validity : None Ex ia G Zone 0 (Korea) / Validity : None Ex ia G Zone 0 (North America) / Validity : None Ex ia G Zone 0 (United Kingdom) / Validity : None Ex nA G Zone 2 (Europa) / Validity : None Ex nA G Zone 2 (International) / Validity : None Ex nA G Zone 2 (United Kingdom) / Validity : None Ex ia G Zone 0 (Europa) / Validity : None Ex ia G Zone 0 (International) / Validity : None Ex ia G Zone 0 (Korea) / Validity : None Ex ia G Zone 0 (North America) / Validity : None Ex ia G Zone 0 (United Kingdom) / Validity : None Ex nA G Zone 2 (Europa) / Validity : None Ex nA G Zone 2 (International) / Validity : None Ex nA G Zone 2 (United Kingdom) / Validity : None Ex ia G Zone 0 (Europa) / Validity : None Ex ia G Zone 0 (International) / Validity : None Ex ia G Zone 0 (Korea) / Validity : None Ex ia G Zone 0 (North America) / Validity : None Ex ia G Zone 0 (United Kingdom) / Validity : None Ex nA G Zone 2 (Europa) / Validity : None Ex nA G Zone 2 (International) / Validity : None Ex nA G Zone 2 (United Kingdom) / Validity : None Ex ia G Zone 0 (Europa) / Validity : None Ex ia G Zone 0 (International) / Validity : None Ex ia G Zone 0 (Korea) / Validity : None Ex ia G Zone 0 (North America) / Validity : None Ex ia G Zone 0 (United Kingdom) / Validity : None Ex nA G Zone 2 (Europa) / Validity : None Ex nA G Zone 2 (International) / Validity : None Ex nA G Zone 2 (United Kingdom) / Validity : None Ex ia G Zone 0 (Europa) / Validity : None Ex ia G Zone 0 (International) / Validity : None Ex ia G Zone 0 (Korea) / Validity : None Ex ia G Zone 0 (North America) / Validity : None Ex ia G Zone 0 (United Kingdom) / Validity : None Ex nA G Zone 2 (Europa) / Validity : None Ex nA G Zone 2 (International) / Validity : None Ex nA G Zone 2 (United Kingdom) / Validity : None Ex ia G Zone 0 (Europa) / Validity : None Ex ia G Zone 0 (International) / Validity : None Ex ia G Zone 0 (Korea) / Validity : None Ex ia G Zone 0 (North America) / Validity : None Ex ia G Zone 0 (United Kingdom) / Validity : None Ex nA G Zone 2 (Europa) / Validity : None Ex nA G Zone 2 (International) / Validity : None Ex nA G Zone 2 (United Kingdom) / Validity : None Ex ia G Zone 0 (Europa) / Validity : None Ex ia G Zone 0 (International) / Validity : None Ex ia G Zone 0 (Korea) / Validity : None Ex ia G Zone 0 (North America) / Validity : None Ex ia G Zone 0 (United Kingdom) / Validity : None Ex nA G Zone 2 (Europa) / Validity : None Ex nA G Zone 2 (International) / Validity : None Ex nA G Zone 2 (United Kingdom) / Validity : None Ex ia G Zone 0 (Europa) / Validity : None Ex ia G Zone 0 (International) / Validity : None Ex ia G Zone 0 (Korea) / Validity : None Ex ia G Zone 0 (North America) / Validity : None Ex ia G Zone 0 (United Kingdom) / Validity : None Ex nA G Zone 2 (Europa) / Validity : None Ex nA G Zone 2 (International) / Validity : None Ex nA G Zone 2 (United Kingdom) / Validity : None Ex ia G Zone 0 (Europa) / Validity : None Ex ia G Zone 0 (International) / Validity : None Ex ia G Zone 0 (Korea) / Validity : None Ex ia G Zone 0 (North America) / Validity : None Ex ia G Zone 0 (United Kingdom) / Validity : None Ex nA G Zone 2 (Europa) / Validity : None Ex nA G Zone 2 (International) / Validity : None Ex nA G Zone 2 (United Kingdom) / Validity : None Ex ia G Zone 0 (Europa) / Validity : None Ex ia G Zone 0 (International) / Validity : None Ex ia G Zone 0 (North America) / Validity : None Ex ia G Zone 0 (United Kingdom) / Validity : None Ex nA G Zone 2 (Europa) / Validity : None Ex nA G Zone 2 (International) / Validity : None Ex nA G Zone 2 (United Kingdom) / Validity : None Ex ia G Zone 0 (Europa) / Validity : None Ex ia G Zone 0 (International) / Validity : None Ex ia G Zone 0 (North America) / Validity : None Ex ia G Zone 0 (United Kingdom) / Validity : None Ex nA G Zone 2 (Europa) / Validity : None Ex nA G Zone 2 (International) / Validity : None Ex nA G Zone 2 (United Kingdom) / Validity : None Ex ia G Zone 0 (Europa) / Validity : None Ex ia G Zone 0 (International) / Validity : None Ex ia G Zone 0 (North America) / Validity : None Ex ia G Zone 0 (United Kingdom) / Validity : None Ex nA G Zone 2 (Europa) / Validity : None Ex nA G Zone 2 (International) / Validity : None Ex nA G Zone 2 (United Kingdom) / Validity : None Ex ia G Zone 0 (Europa) / Validity : None Ex ia G Zone 0 (International) / Validity : None Ex ia G Zone 0 (North America) / Validity : None Ex ia G Zone 0 (United Kingdom) / Validity : None Ex nA G Zone 2 (Europa) / Validity : None Ex nA G Zone 2 (International) / Validity : None Ex nA G Zone 2 (United Kingdom) / Validity : None Ex ia G Zone 0 (Europa) / Validity : None Ex ia G Zone 0 (International) / Validity : None Ex ia G Zone 0 (Korea) / Validity : None Ex ia G Zone 0 (North America) / Validity : None Ex ia G Zone 0 (United Kingdom) / Validity : None Ex nA G Zone 2 (Europa) / Validity : None Ex nA G Zone 2 (International) / Validity : None Ex nA G Zone 2 (United Kingdom) / Validity : None Ex ia G Zone 0 (Europa) / Validity : None Ex ia G Zone 0 (International) / Validity : None Ex ia G Zone 0 (Korea) / Validity : None Ex ia G Zone 0 (North America) / Validity : None Ex ia G Zone 0 (United Kingdom) / Validity : None Ex nA G Zone 2 (Europa) / Validity : None Ex nA G Zone 2 (International) / Validity : None Ex nA G Zone 2 (United Kingdom) / Validity : None Ex ia G Zone 0 (Europa) / Validity : None Ex ia G Zone 0 (International) / Validity : None Ex ia G Zone 0 (Korea) / Validity : None Ex ia G Zone 0 (North America) / Validity : None Ex ia G Zone 0 (United Kingdom) / Validity : None Ex nA G Zone 2 (Europa) / Validity : None Ex nA G Zone 2 (International) / Validity : None Ex nA G Zone 2 (United Kingdom) / Validity : None Ex ia G Zone 0 (Europa) / Validity : None Ex ia G Zone 0 (International) / Validity : None Ex ia G Zone 0 (Korea) / Validity : None Ex ia G Zone 0 (North America) / Validity : None Ex ia G Zone 0 (United Kingdom) / Validity : None Ex nA G Zone 2 (Europa) / Validity : None Ex nA G Zone 2 (International) / Validity : None Ex nA G Zone 2 (United Kingdom) / Validity : None Ex ia G Zone 0 (Europa) / Validity : None Ex ia G Zone 0 (International) / Validity : None Ex ia G Zone 0 (Korea) / Validity : None Ex ia G Zone 0 (North America) / Validity : None Ex ia G Zone 0 (United Kingdom) / Validity : None Ex nA G Zone 2 (Europa) / Validity : None Ex nA G Zone 2 (International) / Validity : None Ex nA G Zone 2 (United Kingdom) / Validity : None Ex ia G Zone 0 (Europa) / Validity : None Ex ia G Zone 0 (International) / Validity : None Ex ia G Zone 0 (Korea) / Validity : None Ex ia G Zone 0 (North America) / Validity : None Ex ia G Zone 0 (United Kingdom) / Validity : None Ex ib G Zone 1 (Japan) / Validity : 22.08.2025 Ex nA G Zone 2 (Europa) / Validity : None Ex nA G Zone 2 (International) / Validity : None Ex nA G Zone 2 (United Kingdom) / Validity : None Ex ia G Zone 0 (Europa) / Validity : None Ex ia G Zone 0 (International) / Validity : None Ex ia G Zone 0 (Korea) / Validity : None Ex ia G Zone 0 (North America) / Validity : None Ex ia G Zone 0 (United Kingdom) / Validity : None Ex nA G Zone 2 (Europa) / Validity : None Ex nA G Zone 2 (International) / Validity : None Ex nA G Zone 2 (United Kingdom) / Validity : None Ex ia G Zone 0 (Europa) / Validity : None Ex ia G Zone 0 (International) / Validity : None Ex ia G Zone 0 (Korea) / Validity : None Ex ia G Zone 0 (North America) / Validity : None Ex ia G Zone 0 (United Kingdom) / Validity : None Ex nA G Zone 2 (Europa) / Validity : None Ex nA G Zone 2 (International) / Validity : None Ex nA G Zone 2 (United Kingdom) / Validity : None Ex ia G Zone 0 (Europa) / Validity : None Ex ia G Zone 0 (International) / Validity : None Ex ia G Zone 0 (Korea) / Validity : None Ex ia G Zone 0 (North America) / Validity : None Ex ia G Zone 0 (United Kingdom) / Validity : None Ex ib G Zone 1 (Japan) / Validity : 24.05.2024 Ex nA G Zone 2 (Europa) / Validity : None Ex nA G Zone 2 (International) / Validity : None Ex nA G Zone 2 (United Kingdom) / Validity : None Ex ia G Zone 0 (Europa) / Validity : None Ex ia G Zone 0 (International) / Validity : None Ex ia G Zone 0 (Korea) / Validity : None Ex ia G Zone 0 (North America) / Validity : None Ex ia G Zone 0 (United Kingdom) / Validity : None Ex nA G Zone 2 (Europa) / Validity : None Ex nA G Zone 2 (International) / Validity : None Ex nA G Zone 2 (United Kingdom) / Validity : None Ex ia G Zone 0 (Europa) / Validity : None Ex ia G Zone 0 (International) / Validity : None Ex ia G Zone 0 (Korea) / Validity : None Ex ia G Zone 0 (North America) / Validity : None Ex ia G Zone 0 (United Kingdom) / Validity : None Ex nA G Zone 2 (Europa) / Validity : None Ex nA G Zone 2 (International) / Validity : None Ex nA G Zone 2 (United Kingdom) / Validity : None Ex ia G Zone 0 (Europa) / Validity : None Ex ia G Zone 0 (International) / Validity : None Ex ia G Zone 0 (Korea) / Validity : None Ex ia G Zone 0 (North America) / Validity : None Ex ia G Zone 0 (United Kingdom) / Validity : None Ex nA G Zone 2 (Europa) / Validity : None Ex nA G Zone 2 (International) / Validity : None Ex nA G Zone 2 (United Kingdom) / Validity : None Ex ia G Zone 0 (Europa) / Validity : None Ex ia G Zone 0 (International) / Validity : None Ex ia G Zone 0 (Korea) / Validity : None Ex ia G Zone 0 (North America) / Validity : None Ex ia G Zone 0 (United Kingdom) / Validity : None Ex nA G Zone 2 (Europa) / Validity : None Ex nA G Zone 2 (International) / Validity : None Ex nA G Zone 2 (United Kingdom) / Validity : None Ex ia G Zone 0 (Europa) / Validity : None Ex ia G Zone 0 (International) / Validity : None Ex ia G Zone 0 (Korea) / Validity : None Ex ia G Zone 0 (North America) / Validity : None Ex ia G Zone 0 (United Kingdom) / Validity : None Ex nA G Zone 2 (Europa) / Validity : None Ex nA G Zone 2 (International) / Validity : None Ex nA G Zone 2 (United Kingdom) / Validity : None Ex ia G Zone 0 (Europa) / Validity : None Ex ia G Zone 0 (International) / Validity : None Ex ia G Zone 0 (Korea) / Validity : None Ex ia G Zone 0 (North America) / Validity : None Ex ia G Zone 0 (United Kingdom) / Validity : None Ex nA G Zone 2 (Europa) / Validity : None Ex nA G Zone 2 (International) / Validity : None Ex nA G Zone 2 (United Kingdom) / Validity : None Ex ia G Zone 0 (Europa) / Validity : None Ex ia G Zone 0 (International) / Validity : None Ex ia G Zone 0 (Korea) / Validity : None Ex ia G Zone 0 (North America) / Validity : None Ex ia G Zone 0 (United Kingdom) / Validity : None Ex nA G Zone 2 (Europa) / Validity : None Ex nA G Zone 2 (International) / Validity : None Ex nA G Zone 2 (United Kingdom) / Validity : None Ex ia G Zone 0 (Europa) / Validity : None Ex ia G Zone 0 (International) / Validity : None Ex ia G Zone 0 (Korea) / Validity : None Ex ia G Zone 0 (North America) / Validity : None Ex ia G Zone 0 (United Kingdom) / Validity : None Ex nA G Zone 2 (Europa) / Validity : None Ex nA G Zone 2 (International) / Validity : None Ex nA G Zone 2 (United Kingdom) / Validity : None Ex ia G Zone 0 (Europa) / Validity : None Ex ia G Zone 0 (International) / Validity : None Ex ia G Zone 0 (Korea) / Validity : None Ex ia G Zone 0 (North America) / Validity : None Ex ia G Zone 0 (United Kingdom) / Validity : None Ex nA G Zone 2 (Europa) / Validity : None Ex nA G Zone 2 (International) / Validity : None Ex nA G Zone 2 (United Kingdom) / Validity : None Ex ia G Zone 0 (Europa) / Validity : None Ex ia G Zone 0 (International) / Validity : None Ex ia G Zone 0 (Korea) / Validity : None Ex ia G Zone 0 (North America) / Validity : None Ex ia G Zone 0 (United Kingdom) / Validity : None Ex nA G Zone 2 (Europa) / Validity : None Ex nA G Zone 2 (International) / Validity : None Ex nA G Zone 2 (United Kingdom) / Validity : None Ex ia G Zone 0 (Europa) / Validity : None Ex ia G Zone 0 (International) / Validity : None Ex ia G Zone 0 (Korea) / Validity : None Ex ia G Zone 0 (North America) / Validity : None Ex ia G Zone 0 (United Kingdom) / Validity : None Ex nA G Zone 2 (Europa) / Validity : None Ex nA G Zone 2 (International) / Validity : None Ex nA G Zone 2 (United Kingdom) / Validity : None Ex ia G Zone 0 (Europa) / Validity : None Ex ia G Zone 0 (International) / Validity : None Ex ia G Zone 0 (Korea) / Validity : None Ex ia G Zone 0 (North America) / Validity : None Ex ia G Zone 0 (United Kingdom) / Validity : None Ex nA G Zone 2 (Europa) / Validity : None Ex nA G Zone 2 (International) / Validity : None Ex nA G Zone 2 (United Kingdom) / Validity : None Ex ia G Zone 0 (Europa) / Validity : None Ex ia G Zone 0 (International) / Validity : None Ex ia G Zone 0 (Korea) / Validity : None Ex ia G Zone 0 (North America) / Validity : None Ex ia G Zone 0 (United Kingdom) / Validity : None Ex nA G Zone 2 (Europa) / Validity : None Ex nA G Zone 2 (International) / Validity : None Ex nA G Zone 2 (United Kingdom) / Validity : None Ex ia G Zone 0 (Europa) / Validity : None Ex ia G Zone 0 (International) / Validity : None Ex ia G Zone 0 (Korea) / Validity : None Ex ia G Zone 0 (North America) / Validity : None Ex ia G Zone 0 (United Kingdom) / Validity : None Ex nA G Zone 2 (Europa) / Validity : None Ex nA G Zone 2 (International) / Validity : None Ex nA G Zone 2 (United Kingdom) / Validity : None Ex ia G Zone 0 (Europa) / Validity : None Ex ia G Zone 0 (International) / Validity : None Ex ia G Zone 0 (Korea) / Validity : None Ex ia G Zone 0 (North America) / Validity : None Ex ia G Zone 0 (United Kingdom) / Validity : None Ex nA G Zone 2 (Europa) / Validity : None Ex nA G Zone 2 (International) / Validity : None Ex nA G Zone 2 (United Kingdom) / Validity : None Ex ia G Zone 0 (Europa) / Validity : None Ex ia G Zone 0 (International) / Validity : None Ex ia G Zone 0 (Korea) / Validity : None Ex ia G Zone 0 (North America) / Validity : None Ex ia G Zone 0 (United Kingdom) / Validity : None Ex nA G Zone 2 (Europa) / Validity : None Ex nA G Zone 2 (International) / Validity : None Ex nA G Zone 2 (United Kingdom) / Validity : None Ex ia G Zone 0 (Europa) / Validity : None Ex ia G Zone 0 (International) / Validity : None Ex ia G Zone 0 (Korea) / Validity : None Ex ia G Zone 0 (North America) / Validity : None Ex ia G Zone 0 (United Kingdom) / Validity : None Ex nA G Zone 2 (Europa) / Validity : None Ex nA G Zone 2 (International) / Validity : None Ex nA G Zone 2 (United Kingdom) / Validity : None Ex ia G Zone 0 (Europa) / Validity : None Ex ia G Zone 0 (International) / Validity : None Ex ia G Zone 0 (Korea) / Validity : None Ex ia G Zone 0 (North America) / Validity : None Ex ia G Zone 0 (United Kingdom) / Validity : None Ex nA G Zone 2 (Europa) / Validity : None Ex nA G Zone 2 (International) / Validity : None Ex nA G Zone 2 (United Kingdom) / Validity : None Ex ia G Zone 0 (Europa) / Validity : None Ex ia G Zone 0 (International) / Validity : None Ex ia G Zone 0 (North America) / Validity : None Ex ia G Zone 0 (United Kingdom) / Validity : None Ex nA G Zone 2 (Europa) / Validity : None Ex nA G Zone 2 (International) / Validity : None Ex nA G Zone 2 (United Kingdom) / Validity : None Ex ia G Zone 0 (Europa) / Validity : None Ex ia G Zone 0 (International) / Validity : None Ex ia G Zone 0 (North America) / Validity : None Ex ia G Zone 0 (United Kingdom) / Validity : None Ex nA G Zone 2 (Europa) / Validity : None Ex nA G Zone 2 (International) / Validity : None Ex nA G Zone 2 (United Kingdom) / Validity : None Ex ia G Zone 0 (Europa) / Validity : None Ex ia G Zone 0 (International) / Validity : None Ex ia G Zone 0 (North America) / Validity : None Ex ia G Zone 0 (United Kingdom) / Validity : None Ex nA G Zone 2 (Europa) / Validity : None Ex nA G Zone 2 (International) / Validity : None Ex nA G Zone 2 (United Kingdom) / Validity : None Ex ia G Zone 0 (Europa) / Validity : None Ex ia G Zone 0 (International) / Validity : None Ex ia G Zone 0 (Korea) / Validity : None Ex ia G Zone 0 (North America) / Validity : None Ex ia G Zone 0 (United Kingdom) / Validity : None Ex nA G Zone 2 (Europa) / Validity : None Ex nA G Zone 2 (International) / Validity : None Ex nA G Zone 2 (United Kingdom) / Validity : None Ex ia G Zone 0 (Europa) / Validity : None Ex ia G Zone 0 (International) / Validity : None Ex ia G Zone 0 (North America) / Validity : None Ex ia G Zone 0 (Russia, Belarus, Kyrgyzstan, Armenia, Kazakhstan) / Validity : 18.02.2026 Ex nA G Zone 2 (Europa) / Validity : None Ex nA G Zone 2 (International) / Validity : None Ex nA G Zone 2 (North America) / Validity : None Ex nA G Zone 2 (Russia, Belarus, Kyrgyzstan, Armenia, Kazakhstan) / Validity : 18.02.2026
CP545-241 | 143-545-000-24x | CP545-241 Piezoelectric Dynamic Pressure Sensor | GaPO4 pressure sensor, matching IPC 704_511, -70°C to 560°C, 90 pC/bar, nominal pressure 0 to 50 bar, maximal pressure 100 bar, 4.1 m integral MI cable with braised adaptor at 1.06 m of transducer, Lemo type 0 connector, Ex approved | CPxxx, IPC707, GSI127, EC153, MA Seal, ABAxxx, JB105, JB116 | Ex ia G Zone 0 (Europa) / Validity : None Ex ia G Zone 0 (International) / Validity : None Ex ia G Zone 0 (Korea) / Validity : None Ex ia G Zone 0 (North America) / Validity : None Ex ia G Zone 0 (United Kingdom) / Validity : None Ex nA G Zone 2 (Europa) / Validity : None Ex nA G Zone 2 (International) / Validity : None Ex nA G Zone 2 (United Kingdom) / Validity : None Ex ia G Zone 0 (Europa) / Validity : None Ex ia G Zone 0 (International) / Validity : None Ex ia G Zone 0 (Korea) / Validity : None Ex ia G Zone 0 (North America) / Validity : None Ex ia G Zone 0 (United Kingdom) / Validity : None Ex nA G Zone 2 (Europa) / Validity : None Ex nA G Zone 2 (International) / Validity : None Ex nA G Zone 2 (United Kingdom) / Validity : None Ex ia G Zone 0 (Europa) / Validity : None Ex ia G Zone 0 (International) / Validity : None Ex ia G Zone 0 (Korea) / Validity : None Ex ia G Zone 0 (North America) / Validity : None Ex ia G Zone 0 (United Kingdom) / Validity : None Ex nA G Zone 2 (Europa) / Validity : None Ex nA G Zone 2 (International) / Validity : None Ex nA G Zone 2 (United Kingdom) / Validity : None Ex ia G Zone 0 (Europa) / Validity : None Ex ia G Zone 0 (International) / Validity : None Ex ia G Zone 0 (Korea) / Validity : None Ex ia G Zone 0 (North America) / Validity : None Ex ia G Zone 0 (United Kingdom) / Validity : None Ex nA G Zone 2 (Europa) / Validity : None Ex nA G Zone 2 (International) / Validity : None Ex nA G Zone 2 (United Kingdom) / Validity : None Ex ia G Zone 0 (Europa) / Validity : None Ex ia G Zone 0 (International) / Validity : None Ex ia G Zone 0 (Korea) / Validity : None Ex ia G Zone 0 (North America) / Validity : None Ex ia G Zone 0 (United Kingdom) / Validity : None Ex nA G Zone 2 (Europa) / Validity : None Ex nA G Zone 2 (International) / Validity : None Ex nA G Zone 2 (United Kingdom) / Validity : None Ex ia G Zone 0 (Europa) / Validity : None Ex ia G Zone 0 (International) / Validity : None Ex ia G Zone 0 (Korea) / Validity : None Ex ia G Zone 0 (North America) / Validity : None Ex ia G Zone 0 (United Kingdom) / Validity : None Ex nA G Zone 2 (Europa) / Validity : None Ex nA G Zone 2 (International) / Validity : None Ex nA G Zone 2 (United Kingdom) / Validity : None Ex ia G Zone 0 (Europa) / Validity : None Ex ia G Zone 0 (International) / Validity : None Ex ia G Zone 0 (Korea) / Validity : None Ex ia G Zone 0 (North America) / Validity : None Ex ia G Zone 0 (United Kingdom) / Validity : None Ex nA G Zone 2 (Europa) / Validity : None Ex nA G Zone 2 (International) / Validity : None Ex nA G Zone 2 (United Kingdom) / Validity : None Ex ia G Zone 0 (Europa) / Validity : None Ex ia G Zone 0 (International) / Validity : None Ex ia G Zone 0 (Korea) / Validity : None Ex ia G Zone 0 (North America) / Validity : None Ex ia G Zone 0 (United Kingdom) / Validity : None Ex nA G Zone 2 (Europa) / Validity : None Ex nA G Zone 2 (International) / Validity : None Ex nA G Zone 2 (United Kingdom) / Validity : None Ex ia G Zone 0 (Europa) / Validity : None Ex ia G Zone 0 (International) / Validity : None Ex ia G Zone 0 (Korea) / Validity : None Ex ia G Zone 0 (North America) / Validity : None Ex ia G Zone 0 (United Kingdom) / Validity : None Ex nA G Zone 2 (Europa) / Validity : None Ex nA G Zone 2 (International) / Validity : None Ex nA G Zone 2 (United Kingdom) / Validity : None Ex ia G Zone 0 (Europa) / Validity : None Ex ia G Zone 0 (International) / Validity : None Ex ia G Zone 0 (Korea) / Validity : None Ex ia G Zone 0 (North America) / Validity : None Ex ia G Zone 0 (United Kingdom) / Validity : None Ex nA G Zone 2 (Europa) / Validity : None Ex nA G Zone 2 (International) / Validity : None Ex nA G Zone 2 (United Kingdom) / Validity : None Ex ia G Zone 0 (Europa) / Validity : None Ex ia G Zone 0 (International) / Validity : None Ex ia G Zone 0 (Korea) / Validity : None Ex ia G Zone 0 (North America) / Validity : None Ex ia G Zone 0 (United Kingdom) / Validity : None Ex nA G Zone 2 (Europa) / Validity : None Ex nA G Zone 2 (International) / Validity : None Ex nA G Zone 2 (United Kingdom) / Validity : None Ex ia G Zone 0 (Europa) / Validity : None Ex ia G Zone 0 (International) / Validity : None Ex ia G Zone 0 (Korea) / Validity : None Ex ia G Zone 0 (North America) / Validity : None Ex ia G Zone 0 (United Kingdom) / Validity : None Ex nA G Zone 2 (Europa) / Validity : None Ex nA G Zone 2 (International) / Validity : None Ex nA G Zone 2 (United Kingdom) / Validity : None Ex ia G Zone 0 (Europa) / Validity : None Ex ia G Zone 0 (International) / Validity : None Ex ia G Zone 0 (Korea) / Validity : None Ex ia G Zone 0 (North America) / Validity : None Ex ia G Zone 0 (United Kingdom) / Validity : None Ex nA G Zone 2 (Europa) / Validity : None Ex nA G Zone 2 (International) / Validity : None Ex nA G Zone 2 (United Kingdom) / Validity : None Ex ia G Zone 0 (Europa) / Validity : None Ex ia G Zone 0 (International) / Validity : None Ex ia G Zone 0 (Korea) / Validity : None Ex ia G Zone 0 (North America) / Validity : None Ex ia G Zone 0 (United Kingdom) / Validity : None Ex nA G Zone 2 (Europa) / Validity : None Ex nA G Zone 2 (International) / Validity : None Ex nA G Zone 2 (United Kingdom) / Validity : None Ex ia G Zone 0 (Europa) / Validity : None Ex ia G Zone 0 (International) / Validity : None Ex ia G Zone 0 (Korea) / Validity : None Ex ia G Zone 0 (North America) / Validity : None Ex ia G Zone 0 (United Kingdom) / Validity : None Ex nA G Zone 2 (Europa) / Validity : None Ex nA G Zone 2 (International) / Validity : None Ex nA G Zone 2 (United Kingdom) / Validity : None Ex ia G Zone 0 (Europa) / Validity : None Ex ia G Zone 0 (International) / Validity : None Ex ia G Zone 0 (Korea) / Validity : None Ex ia G Zone 0 (North America) / Validity : None Ex ia G Zone 0 (United Kingdom) / Validity : None Ex nA G Zone 2 (Europa) / Validity : None Ex nA G Zone 2 (International) / Validity : None Ex nA G Zone 2 (United Kingdom) / Validity : None Ex ia G Zone 0 (Europa) / Validity : None Ex ia G Zone 0 (International) / Validity : None Ex ia G Zone 0 (Korea) / Validity : None Ex ia G Zone 0 (North America) / Validity : None Ex ia G Zone 0 (United Kingdom) / Validity : None Ex nA G Zone 2 (Europa) / Validity : None Ex nA G Zone 2 (International) / Validity : None Ex nA G Zone 2 (United Kingdom) / Validity : None Ex ia G Zone 0 (Europa) / Validity : None Ex ia G Zone 0 (International) / Validity : None Ex ia G Zone 0 (Korea) / Validity : None Ex ia G Zone 0 (North America) / Validity : None Ex ia G Zone 0 (United Kingdom) / Validity : None Ex nA G Zone 2 (Europa) / Validity : None Ex nA G Zone 2 (International) / Validity : None Ex nA G Zone 2 (United Kingdom) / Validity : None Ex ia G Zone 0 (Europa) / Validity : None Ex ia G Zone 0 (International) / Validity : None Ex ia G Zone 0 (Korea) / Validity : None Ex ia G Zone 0 (North America) / Validity : None Ex ia G Zone 0 (United Kingdom) / Validity : None Ex nA G Zone 2 (Europa) / Validity : None Ex nA G Zone 2 (International) / Validity : None Ex nA G Zone 2 (United Kingdom) / Validity : None Ex ia G Zone 0 (Europa) / Validity : None Ex ia G Zone 0 (International) / Validity : None Ex ia G Zone 0 (Korea) / Validity : None Ex ia G Zone 0 (North America) / Validity : None Ex ia G Zone 0 (United Kingdom) / Validity : None Ex nA G Zone 2 (Europa) / Validity : None Ex nA G Zone 2 (International) / Validity : None Ex nA G Zone 2 (United Kingdom) / Validity : None Ex ia G Zone 0 (Europa) / Validity : None Ex ia G Zone 0 (International) / Validity : None Ex ia G Zone 0 (Korea) / Validity : None Ex ia G Zone 0 (North America) / Validity : None Ex ia G Zone 0 (United Kingdom) / Validity : None Ex nA G Zone 2 (Europa) / Validity : None Ex nA G Zone 2 (International) / Validity : None Ex nA G Zone 2 (United Kingdom) / Validity : None Ex ia G Zone 0 (Europa) / Validity : None Ex ia G Zone 0 (International) / Validity : None Ex ia G Zone 0 (Korea) / Validity : None Ex ia G Zone 0 (North America) / Validity : None Ex ia G Zone 0 (United Kingdom) / Validity : None Ex nA G Zone 2 (Europa) / Validity : None Ex nA G Zone 2 (International) / Validity : None Ex nA G Zone 2 (United Kingdom) / Validity : None Ex ia G Zone 0 (Europa) / Validity : None Ex ia G Zone 0 (International) / Validity : None Ex ia G Zone 0 (Korea) / Validity : None Ex ia G Zone 0 (North America) / Validity : None Ex ia G Zone 0 (United Kingdom) / Validity : None Ex nA G Zone 2 (Europa) / Validity : None Ex nA G Zone 2 (International) / Validity : None Ex nA G Zone 2 (United Kingdom) / Validity : None Ex ia G Zone 0 (Europa) / Validity : None Ex ia G Zone 0 (International) / Validity : None Ex ia G Zone 0 (Korea) / Validity : None Ex ia G Zone 0 (North America) / Validity : None Ex ia G Zone 0 (United Kingdom) / Validity : None Ex nA G Zone 2 (Europa) / Validity : None Ex nA G Zone 2 (International) / Validity : None Ex nA G Zone 2 (United Kingdom) / Validity : None Ex ia G Zone 0 (Europa) / Validity : None Ex ia G Zone 0 (International) / Validity : None Ex ia G Zone 0 (Korea) / Validity : None Ex ia G Zone 0 (North America) / Validity : None Ex ia G Zone 0 (United Kingdom) / Validity : None Ex nA G Zone 2 (Europa) / Validity : None Ex nA G Zone 2 (International) / Validity : None Ex nA G Zone 2 (United Kingdom) / Validity : None Ex ia G Zone 0 (Europa) / Validity : None Ex ia G Zone 0 (International) / Validity : None Ex ia G Zone 0 (North America) / Validity : None Ex ia G Zone 0 (United Kingdom) / Validity : None Ex nA G Zone 2 (Europa) / Validity : None Ex nA G Zone 2 (International) / Validity : None Ex nA G Zone 2 (United Kingdom) / Validity : None Ex ia G Zone 0 (Europa) / Validity : None Ex ia G Zone 0 (International) / Validity : None Ex ia G Zone 0 (North America) / Validity : None Ex ia G Zone 0 (United Kingdom) / Validity : None Ex nA G Zone 2 (Europa) / Validity : None Ex nA G Zone 2 (International) / Validity : None Ex nA G Zone 2 (United Kingdom) / Validity : None Ex ia G Zone 0 (Europa) / Validity : None Ex ia G Zone 0 (International) / Validity : None Ex ia G Zone 0 (North America) / Validity : None Ex ia G Zone 0 (United Kingdom) / Validity : None Ex nA G Zone 2 (Europa) / Validity : None Ex nA G Zone 2 (International) / Validity : None Ex nA G Zone 2 (United Kingdom) / Validity : None Ex ia G Zone 0 (Europa) / Validity : None Ex ia G Zone 0 (International) / Validity : None Ex ia G Zone 0 (North America) / Validity : None Ex ia G Zone 0 (United Kingdom) / Validity : None Ex nA G Zone 2 (Europa) / Validity : None Ex nA G Zone 2 (International) / Validity : None Ex nA G Zone 2 (United Kingdom) / Validity : None Ex ia G Zone 0 (Europa) / Validity : None Ex ia G Zone 0 (International) / Validity : None Ex ia G Zone 0 (Korea) / Validity : None Ex ia G Zone 0 (North America) / Validity : None Ex ia G Zone 0 (United Kingdom) / Validity : None Ex nA G Zone 2 (Europa) / Validity : None Ex nA G Zone 2 (International) / Validity : None Ex nA G Zone 2 (United Kingdom) / Validity : None Ex ia G Zone 0 (Europa) / Validity : None Ex ia G Zone 0 (International) / Validity : None Ex ia G Zone 0 (Korea) / Validity : None Ex ia G Zone 0 (North America) / Validity : None Ex ia G Zone 0 (United Kingdom) / Validity : None Ex nA G Zone 2 (Europa) / Validity : None Ex nA G Zone 2 (International) / Validity : None Ex nA G Zone 2 (United Kingdom) / Validity : None Ex ia G Zone 0 (Europa) / Validity : None Ex ia G Zone 0 (International) / Validity : None Ex ia G Zone 0 (Korea) / Validity : None Ex ia G Zone 0 (North America) / Validity : None Ex ia G Zone 0 (United Kingdom) / Validity : None Ex nA G Zone 2 (Europa) / Validity : None Ex nA G Zone 2 (International) / Validity : None Ex nA G Zone 2 (United Kingdom) / Validity : None Ex ia G Zone 0 (Europa) / Validity : None Ex ia G Zone 0 (International) / Validity : None Ex ia G Zone 0 (Korea) / Validity : None Ex ia G Zone 0 (North America) / Validity : None Ex ia G Zone 0 (United Kingdom) / Validity : None Ex nA G Zone 2 (Europa) / Validity : None Ex nA G Zone 2 (International) / Validity : None Ex nA G Zone 2 (United Kingdom) / Validity : None Ex ia G Zone 0 (Europa) / Validity : None Ex ia G Zone 0 (International) / Validity : None Ex ia G Zone 0 (Korea) / Validity : None Ex ia G Zone 0 (North America) / Validity : None Ex ia G Zone 0 (United Kingdom) / Validity : None Ex nA G Zone 2 (Europa) / Validity : None Ex nA G Zone 2 (International) / Validity : None Ex nA G Zone 2 (United Kingdom) / Validity : None Ex ia G Zone 0 (Europa) / Validity : None Ex ia G Zone 0 (International) / Validity : None Ex ia G Zone 0 (Korea) / Validity : None Ex ia G Zone 0 (North America) / Validity : None Ex ia G Zone 0 (United Kingdom) / Validity : None Ex ib G Zone 1 (Japan) / Validity : 22.08.2025 Ex nA G Zone 2 (Europa) / Validity : None Ex nA G Zone 2 (International) / Validity : None Ex nA G Zone 2 (United Kingdom) / Validity : None Ex ia G Zone 0 (Europa) / Validity : None Ex ia G Zone 0 (International) / Validity : None Ex ia G Zone 0 (Korea) / Validity : None Ex ia G Zone 0 (North America) / Validity : None Ex ia G Zone 0 (United Kingdom) / Validity : None Ex nA G Zone 2 (Europa) / Validity : None Ex nA G Zone 2 (International) / Validity : None Ex nA G Zone 2 (United Kingdom) / Validity : None Ex ia G Zone 0 (Europa) / Validity : None Ex ia G Zone 0 (International) / Validity : None Ex ia G Zone 0 (Korea) / Validity : None Ex ia G Zone 0 (North America) / Validity : None Ex ia G Zone 0 (United Kingdom) / Validity : None Ex nA G Zone 2 (Europa) / Validity : None Ex nA G Zone 2 (International) / Validity : None Ex nA G Zone 2 (United Kingdom) / Validity : None Ex ia G Zone 0 (Europa) / Validity : None Ex ia G Zone 0 (International) / Validity : None Ex ia G Zone 0 (Korea) / Validity : None Ex ia G Zone 0 (North America) / Validity : None Ex ia G Zone 0 (United Kingdom) / Validity : None Ex ib G Zone 1 (Japan) / Validity : 24.05.2024 Ex nA G Zone 2 (Europa) / Validity : None Ex nA G Zone 2 (International) / Validity : None Ex nA G Zone 2 (United Kingdom) / Validity : None Ex ia G Zone 0 (Europa) / Validity : None Ex ia G Zone 0 (International) / Validity : None Ex ia G Zone 0 (Korea) / Validity : None Ex ia G Zone 0 (North America) / Validity : None Ex ia G Zone 0 (United Kingdom) / Validity : None Ex nA G Zone 2 (Europa) / Validity : None Ex nA G Zone 2 (International) / Validity : None Ex nA G Zone 2 (United Kingdom) / Validity : None Ex ia G Zone 0 (Europa) / Validity : None Ex ia G Zone 0 (International) / Validity : None Ex ia G Zone 0 (Korea) / Validity : None Ex ia G Zone 0 (North America) / Validity : None Ex ia G Zone 0 (United Kingdom) / Validity : None Ex nA G Zone 2 (Europa) / Validity : None Ex nA G Zone 2 (International) / Validity : None Ex nA G Zone 2 (United Kingdom) / Validity : None Ex ia G Zone 0 (Europa) / Validity : None Ex ia G Zone 0 (International) / Validity : None Ex ia G Zone 0 (Korea) / Validity : None Ex ia G Zone 0 (North America) / Validity : None Ex ia G Zone 0 (United Kingdom) / Validity : None Ex nA G Zone 2 (Europa) / Validity : None Ex nA G Zone 2 (International) / Validity : None Ex nA G Zone 2 (United Kingdom) / Validity : None Ex ia G Zone 0 (Europa) / Validity : None Ex ia G Zone 0 (International) / Validity : None Ex ia G Zone 0 (Korea) / Validity : None Ex ia G Zone 0 (North America) / Validity : None Ex ia G Zone 0 (United Kingdom) / Validity : None Ex nA G Zone 2 (Europa) / Validity : None Ex nA G Zone 2 (International) / Validity : None Ex nA G Zone 2 (United Kingdom) / Validity : None Ex ia G Zone 0 (Europa) / Validity : None Ex ia G Zone 0 (International) / Validity : None Ex ia G Zone 0 (Korea) / Validity : None Ex ia G Zone 0 (North America) / Validity : None Ex ia G Zone 0 (United Kingdom) / Validity : None Ex nA G Zone 2 (Europa) / Validity : None Ex nA G Zone 2 (International) / Validity : None Ex nA G Zone 2 (United Kingdom) / Validity : None Ex ia G Zone 0 (Europa) / Validity : None Ex ia G Zone 0 (International) / Validity : None Ex ia G Zone 0 (Korea) / Validity : None Ex ia G Zone 0 (North America) / Validity : None Ex ia G Zone 0 (United Kingdom) / Validity : None Ex nA G Zone 2 (Europa) / Validity : None Ex nA G Zone 2 (International) / Validity : None Ex nA G Zone 2 (United Kingdom) / Validity : None Ex ia G Zone 0 (Europa) / Validity : None Ex ia G Zone 0 (International) / Validity : None Ex ia G Zone 0 (Korea) / Validity : None Ex ia G Zone 0 (North America) / Validity : None Ex ia G Zone 0 (United Kingdom) / Validity : None Ex nA G Zone 2 (Europa) / Validity : None Ex nA G Zone 2 (International) / Validity : None Ex nA G Zone 2 (United Kingdom) / Validity : None Ex ia G Zone 0 (Europa) / Validity : None Ex ia G Zone 0 (International) / Validity : None Ex ia G Zone 0 (Korea) / Validity : None Ex ia G Zone 0 (North America) / Validity : None Ex ia G Zone 0 (United Kingdom) / Validity : None Ex nA G Zone 2 (Europa) / Validity : None Ex nA G Zone 2 (International) / Validity : None Ex nA G Zone 2 (United Kingdom) / Validity : None Ex ia G Zone 0 (Europa) / Validity : None Ex ia G Zone 0 (International) / Validity : None Ex ia G Zone 0 (Korea) / Validity : None Ex ia G Zone 0 (North America) / Validity : None Ex ia G Zone 0 (United Kingdom) / Validity : None Ex nA G Zone 2 (Europa) / Validity : None Ex nA G Zone 2 (International) / Validity : None Ex nA G Zone 2 (United Kingdom) / Validity : None Ex ia G Zone 0 (Europa) / Validity : None Ex ia G Zone 0 (International) / Validity : None Ex ia G Zone 0 (Korea) / Validity : None Ex ia G Zone 0 (North America) / Validity : None Ex ia G Zone 0 (United Kingdom) / Validity : None Ex nA G Zone 2 (Europa) / Validity : None Ex nA G Zone 2 (International) / Validity : None Ex nA G Zone 2 (United Kingdom) / Validity : None Ex ia G Zone 0 (Europa) / Validity : None Ex ia G Zone 0 (International) / Validity : None Ex ia G Zone 0 (Korea) / Validity : None Ex ia G Zone 0 (North America) / Validity : None Ex ia G Zone 0 (United Kingdom) / Validity : None Ex nA G Zone 2 (Europa) / Validity : None Ex nA G Zone 2 (International) / Validity : None Ex nA G Zone 2 (United Kingdom) / Validity : None Ex ia G Zone 0 (Europa) / Validity : None Ex ia G Zone 0 (International) / Validity : None Ex ia G Zone 0 (Korea) / Validity : None Ex ia G Zone 0 (North America) / Validity : None Ex ia G Zone 0 (United Kingdom) / Validity : None Ex nA G Zone 2 (Europa) / Validity : None Ex nA G Zone 2 (International) / Validity : None Ex nA G Zone 2 (United Kingdom) / Validity : None Ex ia G Zone 0 (Europa) / Validity : None Ex ia G Zone 0 (International) / Validity : None Ex ia G Zone 0 (Korea) / Validity : None Ex ia G Zone 0 (North America) / Validity : None Ex ia G Zone 0 (United Kingdom) / Validity : None Ex nA G Zone 2 (Europa) / Validity : None Ex nA G Zone 2 (International) / Validity : None Ex nA G Zone 2 (United Kingdom) / Validity : None Ex ia G Zone 0 (Europa) / Validity : None Ex ia G Zone 0 (International) / Validity : None Ex ia G Zone 0 (Korea) / Validity : None Ex ia G Zone 0 (North America) / Validity : None Ex ia G Zone 0 (United Kingdom) / Validity : None Ex nA G Zone 2 (Europa) / Validity : None Ex nA G Zone 2 (International) / Validity : None Ex nA G Zone 2 (United Kingdom) / Validity : None Ex ia G Zone 0 (Europa) / Validity : None Ex ia G Zone 0 (International) / Validity : None Ex ia G Zone 0 (Korea) / Validity : None Ex ia G Zone 0 (North America) / Validity : None Ex ia G Zone 0 (United Kingdom) / Validity : None Ex nA G Zone 2 (Europa) / Validity : None Ex nA G Zone 2 (International) / Validity : None Ex nA G Zone 2 (United Kingdom) / Validity : None Ex ia G Zone 0 (Europa) / Validity : None Ex ia G Zone 0 (International) / Validity : None Ex ia G Zone 0 (Korea) / Validity : None Ex ia G Zone 0 (North America) / Validity : None Ex ia G Zone 0 (United Kingdom) / Validity : None Ex nA G Zone 2 (Europa) / Validity : None Ex nA G Zone 2 (International) / Validity : None Ex nA G Zone 2 (United Kingdom) / Validity : None Ex ia G Zone 0 (Europa) / Validity : None Ex ia G Zone 0 (International) / Validity : None Ex ia G Zone 0 (Korea) / Validity : None Ex ia G Zone 0 (North America) / Validity : None Ex ia G Zone 0 (United Kingdom) / Validity : None Ex nA G Zone 2 (Europa) / Validity : None Ex nA G Zone 2 (International) / Validity : None Ex nA G Zone 2 (United Kingdom) / Validity : None Ex ia G Zone 0 (Europa) / Validity : None Ex ia G Zone 0 (International) / Validity : None Ex ia G Zone 0 (Korea) / Validity : None Ex ia G Zone 0 (North America) / Validity : None Ex ia G Zone 0 (United Kingdom) / Validity : None Ex nA G Zone 2 (Europa) / Validity : None Ex nA G Zone 2 (International) / Validity : None Ex nA G Zone 2 (United Kingdom) / Validity : None Ex ia G Zone 0 (Europa) / Validity : None Ex ia G Zone 0 (International) / Validity : None Ex ia G Zone 0 (North America) / Validity : None Ex ia G Zone 0 (United Kingdom) / Validity : None Ex nA G Zone 2 (Europa) / Validity : None Ex nA G Zone 2 (International) / Validity : None Ex nA G Zone 2 (United Kingdom) / Validity : None Ex ia G Zone 0 (Europa) / Validity : None Ex ia G Zone 0 (International) / Validity : None Ex ia G Zone 0 (North America) / Validity : None Ex ia G Zone 0 (United Kingdom) / Validity : None Ex nA G Zone 2 (Europa) / Validity : None Ex nA G Zone 2 (International) / Validity : None Ex nA G Zone 2 (United Kingdom) / Validity : None Ex ia G Zone 0 (Europa) / Validity : None Ex ia G Zone 0 (International) / Validity : None Ex ia G Zone 0 (North America) / Validity : None Ex ia G Zone 0 (United Kingdom) / Validity : None Ex nA G Zone 2 (Europa) / Validity : None Ex nA G Zone 2 (International) / Validity : None Ex nA G Zone 2 (United Kingdom) / Validity : None Ex ia G Zone 0 (Europa) / Validity : None Ex ia G Zone 0 (International) / Validity : None Ex ia G Zone 0 (Korea) / Validity : None Ex ia G Zone 0 (North America) / Validity : None Ex ia G Zone 0 (United Kingdom) / Validity : None Ex nA G Zone 2 (Europa) / Validity : None Ex nA G Zone 2 (International) / Validity : None Ex nA G Zone 2 (United Kingdom) / Validity : None Ex ia G Zone 0 (Europa) / Validity : None Ex ia G Zone 0 (International) / Validity : None Ex ia G Zone 0 (North America) / Validity : None Ex ia G Zone 0 (Russia, Belarus, Kyrgyzstan, Armenia, Kazakhstan) / Validity : 18.02.2026 Ex nA G Zone 2 (Europa) / Validity : None Ex nA G Zone 2 (International) / Validity : None Ex nA G Zone 2 (North America) / Validity : None Ex nA G Zone 2 (Russia, Belarus, Kyrgyzstan, Armenia, Kazakhstan) / Validity : 18.02.2026
CP545-251 | 143-545-000-25x | CP545-251 Piezoelectric Dynamic Pressure Sensor | GaPO4 pressure sensor, matching IPC 704_511, -70°C to 560°C, 90 pC/bar, nominal pressure 0 to 50 bar, maximal pressure 100 bar, 4.1 m integral MI cable with braised adaptor at 1.14 m of transducer, Lemo type 0 connector, Ex approved | CPxxx, IPC707, GSI127, EC153, MA Seal, ABAxxx, JB105, JB116 | Ex ia G Zone 0 (Europa) / Validity : None Ex ia G Zone 0 (International) / Validity : None Ex ia G Zone 0 (Korea) / Validity : None Ex ia G Zone 0 (North America) / Validity : None Ex ia G Zone 0 (United Kingdom) / Validity : None Ex nA G Zone 2 (Europa) / Validity : None Ex nA G Zone 2 (International) / Validity : None Ex nA G Zone 2 (United Kingdom) / Validity : None Ex ia G Zone 0 (Europa) / Validity : None Ex ia G Zone 0 (International) / Validity : None Ex ia G Zone 0 (Korea) / Validity : None Ex ia G Zone 0 (North America) / Validity : None Ex ia G Zone 0 (United Kingdom) / Validity : None Ex nA G Zone 2 (Europa) / Validity : None Ex nA G Zone 2 (International) / Validity : None Ex nA G Zone 2 (United Kingdom) / Validity : None Ex ia G Zone 0 (Europa) / Validity : None Ex ia G Zone 0 (International) / Validity : None Ex ia G Zone 0 (Korea) / Validity : None Ex ia G Zone 0 (North America) / Validity : None Ex ia G Zone 0 (United Kingdom) / Validity : None Ex nA G Zone 2 (Europa) / Validity : None Ex nA G Zone 2 (International) / Validity : None Ex nA G Zone 2 (United Kingdom) / Validity : None Ex ia G Zone 0 (Europa) / Validity : None Ex ia G Zone 0 (International) / Validity : None Ex ia G Zone 0 (Korea) / Validity : None Ex ia G Zone 0 (North America) / Validity : None Ex ia G Zone 0 (United Kingdom) / Validity : None Ex nA G Zone 2 (Europa) / Validity : None Ex nA G Zone 2 (International) / Validity : None Ex nA G Zone 2 (United Kingdom) / Validity : None Ex ia G Zone 0 (Europa) / Validity : None Ex ia G Zone 0 (International) / Validity : None Ex ia G Zone 0 (Korea) / Validity : None Ex ia G Zone 0 (North America) / Validity : None Ex ia G Zone 0 (United Kingdom) / Validity : None Ex nA G Zone 2 (Europa) / Validity : None Ex nA G Zone 2 (International) / Validity : None Ex nA G Zone 2 (United Kingdom) / Validity : None Ex ia G Zone 0 (Europa) / Validity : None Ex ia G Zone 0 (International) / Validity : None Ex ia G Zone 0 (Korea) / Validity : None Ex ia G Zone 0 (North America) / Validity : None Ex ia G Zone 0 (United Kingdom) / Validity : None Ex nA G Zone 2 (Europa) / Validity : None Ex nA G Zone 2 (International) / Validity : None Ex nA G Zone 2 (United Kingdom) / Validity : None Ex ia G Zone 0 (Europa) / Validity : None Ex ia G Zone 0 (International) / Validity : None Ex ia G Zone 0 (Korea) / Validity : None Ex ia G Zone 0 (North America) / Validity : None Ex ia G Zone 0 (United Kingdom) / Validity : None Ex nA G Zone 2 (Europa) / Validity : None Ex nA G Zone 2 (International) / Validity : None Ex nA G Zone 2 (United Kingdom) / Validity : None Ex ia G Zone 0 (Europa) / Validity : None Ex ia G Zone 0 (International) / Validity : None Ex ia G Zone 0 (Korea) / Validity : None Ex ia G Zone 0 (North America) / Validity : None Ex ia G Zone 0 (United Kingdom) / Validity : None Ex nA G Zone 2 (Europa) / Validity : None Ex nA G Zone 2 (International) / Validity : None Ex nA G Zone 2 (United Kingdom) / Validity : None Ex ia G Zone 0 (Europa) / Validity : None Ex ia G Zone 0 (International) / Validity : None Ex ia G Zone 0 (Korea) / Validity : None Ex ia G Zone 0 (North America) / Validity : None Ex ia G Zone 0 (United Kingdom) / Validity : None Ex nA G Zone 2 (Europa) / Validity : None Ex nA G Zone 2 (International) / Validity : None Ex nA G Zone 2 (United Kingdom) / Validity : None Ex ia G Zone 0 (Europa) / Validity : None Ex ia G Zone 0 (International) / Validity : None Ex ia G Zone 0 (Korea) / Validity : None Ex ia G Zone 0 (North America) / Validity : None Ex ia G Zone 0 (United Kingdom) / Validity : None Ex nA G Zone 2 (Europa) / Validity : None Ex nA G Zone 2 (International) / Validity : None Ex nA G Zone 2 (United Kingdom) / Validity : None Ex ia G Zone 0 (Europa) / Validity : None Ex ia G Zone 0 (International) / Validity : None Ex ia G Zone 0 (Korea) / Validity : None Ex ia G Zone 0 (North America) / Validity : None Ex ia G Zone 0 (United Kingdom) / Validity : None Ex nA G Zone 2 (Europa) / Validity : None Ex nA G Zone 2 (International) / Validity : None Ex nA G Zone 2 (United Kingdom) / Validity : None Ex ia G Zone 0 (Europa) / Validity : None Ex ia G Zone 0 (International) / Validity : None Ex ia G Zone 0 (Korea) / Validity : None Ex ia G Zone 0 (North America) / Validity : None Ex ia G Zone 0 (United Kingdom) / Validity : None Ex nA G Zone 2 (Europa) / Validity : None Ex nA G Zone 2 (International) / Validity : None Ex nA G Zone 2 (United Kingdom) / Validity : None Ex ia G Zone 0 (Europa) / Validity : None Ex ia G Zone 0 (International) / Validity : None Ex ia G Zone 0 (Korea) / Validity : None Ex ia G Zone 0 (North America) / Validity : None Ex ia G Zone 0 (United Kingdom) / Validity : None Ex nA G Zone 2 (Europa) / Validity : None Ex nA G Zone 2 (International) / Validity : None Ex nA G Zone 2 (United Kingdom) / Validity : None Ex ia G Zone 0 (Europa) / Validity : None Ex ia G Zone 0 (International) / Validity : None Ex ia G Zone 0 (Korea) / Validity : None Ex ia G Zone 0 (North America) / Validity : None Ex ia G Zone 0 (United Kingdom) / Validity : None Ex nA G Zone 2 (Europa) / Validity : None Ex nA G Zone 2 (International) / Validity : None Ex nA G Zone 2 (United Kingdom) / Validity : None Ex ia G Zone 0 (Europa) / Validity : None Ex ia G Zone 0 (International) / Validity : None Ex ia G Zone 0 (Korea) / Validity : None Ex ia G Zone 0 (North America) / Validity : None Ex ia G Zone 0 (United Kingdom) / Validity : None Ex nA G Zone 2 (Europa) / Validity : None Ex nA G Zone 2 (International) / Validity : None Ex nA G Zone 2 (United Kingdom) / Validity : None Ex ia G Zone 0 (Europa) / Validity : None Ex ia G Zone 0 (International) / Validity : None Ex ia G Zone 0 (Korea) / Validity : None Ex ia G Zone 0 (North America) / Validity : None Ex ia G Zone 0 (United Kingdom) / Validity : None Ex nA G Zone 2 (Europa) / Validity : None Ex nA G Zone 2 (International) / Validity : None Ex nA G Zone 2 (United Kingdom) / Validity : None Ex ia G Zone 0 (Europa) / Validity : None Ex ia G Zone 0 (International) / Validity : None Ex ia G Zone 0 (Korea) / Validity : None Ex ia G Zone 0 (North America) / Validity : None Ex ia G Zone 0 (United Kingdom) / Validity : None Ex nA G Zone 2 (Europa) / Validity : None Ex nA G Zone 2 (International) / Validity : None Ex nA G Zone 2 (United Kingdom) / Validity : None Ex ia G Zone 0 (Europa) / Validity : None Ex ia G Zone 0 (International) / Validity : None Ex ia G Zone 0 (Korea) / Validity : None Ex ia G Zone 0 (North America) / Validity : None Ex ia G Zone 0 (United Kingdom) / Validity : None Ex nA G Zone 2 (Europa) / Validity : None Ex nA G Zone 2 (International) / Validity : None Ex nA G Zone 2 (United Kingdom) / Validity : None Ex ia G Zone 0 (Europa) / Validity : None Ex ia G Zone 0 (International) / Validity : None Ex ia G Zone 0 (Korea) / Validity : None Ex ia G Zone 0 (North America) / Validity : None Ex ia G Zone 0 (United Kingdom) / Validity : None Ex nA G Zone 2 (Europa) / Validity : None Ex nA G Zone 2 (International) / Validity : None Ex nA G Zone 2 (United Kingdom) / Validity : None Ex ia G Zone 0 (Europa) / Validity : None Ex ia G Zone 0 (International) / Validity : None Ex ia G Zone 0 (Korea) / Validity : None Ex ia G Zone 0 (North America) / Validity : None Ex ia G Zone 0 (United Kingdom) / Validity : None Ex nA G Zone 2 (Europa) / Validity : None Ex nA G Zone 2 (International) / Validity : None Ex nA G Zone 2 (United Kingdom) / Validity : None Ex ia G Zone 0 (Europa) / Validity : None Ex ia G Zone 0 (International) / Validity : None Ex ia G Zone 0 (Korea) / Validity : None Ex ia G Zone 0 (North America) / Validity : None Ex ia G Zone 0 (United Kingdom) / Validity : None Ex nA G Zone 2 (Europa) / Validity : None Ex nA G Zone 2 (International) / Validity : None Ex nA G Zone 2 (United Kingdom) / Validity : None Ex ia G Zone 0 (Europa) / Validity : None Ex ia G Zone 0 (International) / Validity : None Ex ia G Zone 0 (Korea) / Validity : None Ex ia G Zone 0 (North America) / Validity : None Ex ia G Zone 0 (United Kingdom) / Validity : None Ex nA G Zone 2 (Europa) / Validity : None Ex nA G Zone 2 (International) / Validity : None Ex nA G Zone 2 (United Kingdom) / Validity : None Ex ia G Zone 0 (Europa) / Validity : None Ex ia G Zone 0 (International) / Validity : None Ex ia G Zone 0 (Korea) / Validity : None Ex ia G Zone 0 (North America) / Validity : None Ex ia G Zone 0 (United Kingdom) / Validity : None Ex nA G Zone 2 (Europa) / Validity : None Ex nA G Zone 2 (International) / Validity : None Ex nA G Zone 2 (United Kingdom) / Validity : None Ex ia G Zone 0 (Europa) / Validity : None Ex ia G Zone 0 (International) / Validity : None Ex ia G Zone 0 (Korea) / Validity : None Ex ia G Zone 0 (North America) / Validity : None Ex ia G Zone 0 (United Kingdom) / Validity : None Ex nA G Zone 2 (Europa) / Validity : None Ex nA G Zone 2 (International) / Validity : None Ex nA G Zone 2 (United Kingdom) / Validity : None Ex ia G Zone 0 (Europa) / Validity : None Ex ia G Zone 0 (International) / Validity : None Ex ia G Zone 0 (Korea) / Validity : None Ex ia G Zone 0 (North America) / Validity : None Ex ia G Zone 0 (United Kingdom) / Validity : None Ex nA G Zone 2 (Europa) / Validity : None Ex nA G Zone 2 (International) / Validity : None Ex nA G Zone 2 (United Kingdom) / Validity : None Ex ia G Zone 0 (Europa) / Validity : None Ex ia G Zone 0 (International) / Validity : None Ex ia G Zone 0 (North America) / Validity : None Ex ia G Zone 0 (United Kingdom) / Validity : None Ex nA G Zone 2 (Europa) / Validity : None Ex nA G Zone 2 (International) / Validity : None Ex nA G Zone 2 (United Kingdom) / Validity : None Ex ia G Zone 0 (Europa) / Validity : None Ex ia G Zone 0 (International) / Validity : None Ex ia G Zone 0 (North America) / Validity : None Ex ia G Zone 0 (United Kingdom) / Validity : None Ex nA G Zone 2 (Europa) / Validity : None Ex nA G Zone 2 (International) / Validity : None Ex nA G Zone 2 (United Kingdom) / Validity : None Ex ia G Zone 0 (Europa) / Validity : None Ex ia G Zone 0 (International) / Validity : None Ex ia G Zone 0 (North America) / Validity : None Ex ia G Zone 0 (United Kingdom) / Validity : None Ex nA G Zone 2 (Europa) / Validity : None Ex nA G Zone 2 (International) / Validity : None Ex nA G Zone 2 (United Kingdom) / Validity : None Ex ia G Zone 0 (Europa) / Validity : None Ex ia G Zone 0 (International) / Validity : None Ex ia G Zone 0 (North America) / Validity : None Ex ia G Zone 0 (United Kingdom) / Validity : None Ex nA G Zone 2 (Europa) / Validity : None Ex nA G Zone 2 (International) / Validity : None Ex nA G Zone 2 (United Kingdom) / Validity : None Ex ia G Zone 0 (Europa) / Validity : None Ex ia G Zone 0 (International) / Validity : None Ex ia G Zone 0 (Korea) / Validity : None Ex ia G Zone 0 (North America) / Validity : None Ex ia G Zone 0 (United Kingdom) / Validity : None Ex nA G Zone 2 (Europa) / Validity : None Ex nA G Zone 2 (International) / Validity : None Ex nA G Zone 2 (United Kingdom) / Validity : None Ex ia G Zone 0 (Europa) / Validity : None Ex ia G Zone 0 (International) / Validity : None Ex ia G Zone 0 (Korea) / Validity : None Ex ia G Zone 0 (North America) / Validity : None Ex ia G Zone 0 (United Kingdom) / Validity : None Ex nA G Zone 2 (Europa) / Validity : None Ex nA G Zone 2 (International) / Validity : None Ex nA G Zone 2 (United Kingdom) / Validity : None Ex ia G Zone 0 (Europa) / Validity : None Ex ia G Zone 0 (International) / Validity : None Ex ia G Zone 0 (Korea) / Validity : None Ex ia G Zone 0 (North America) / Validity : None Ex ia G Zone 0 (United Kingdom) / Validity : None Ex nA G Zone 2 (Europa) / Validity : None Ex nA G Zone 2 (International) / Validity : None Ex nA G Zone 2 (United Kingdom) / Validity : None Ex ia G Zone 0 (Europa) / Validity : None Ex ia G Zone 0 (International) / Validity : None Ex ia G Zone 0 (Korea) / Validity : None Ex ia G Zone 0 (North America) / Validity : None Ex ia G Zone 0 (United Kingdom) / Validity : None Ex nA G Zone 2 (Europa) / Validity : None Ex nA G Zone 2 (International) / Validity : None Ex nA G Zone 2 (United Kingdom) / Validity : None Ex ia G Zone 0 (Europa) / Validity : None Ex ia G Zone 0 (International) / Validity : None Ex ia G Zone 0 (Korea) / Validity : None Ex ia G Zone 0 (North America) / Validity : None Ex ia G Zone 0 (United Kingdom) / Validity : None Ex nA G Zone 2 (Europa) / Validity : None Ex nA G Zone 2 (International) / Validity : None Ex nA G Zone 2 (United Kingdom) / Validity : None Ex ia G Zone 0 (Europa) / Validity : None Ex ia G Zone 0 (International) / Validity : None Ex ia G Zone 0 (Korea) / Validity : None Ex ia G Zone 0 (North America) / Validity : None Ex ia G Zone 0 (United Kingdom) / Validity : None Ex ib G Zone 1 (Japan) / Validity : 22.08.2025 Ex nA G Zone 2 (Europa) / Validity : None Ex nA G Zone 2 (International) / Validity : None Ex nA G Zone 2 (United Kingdom) / Validity : None Ex ia G Zone 0 (Europa) / Validity : None Ex ia G Zone 0 (International) / Validity : None Ex ia G Zone 0 (Korea) / Validity : None Ex ia G Zone 0 (North America) / Validity : None Ex ia G Zone 0 (United Kingdom) / Validity : None Ex nA G Zone 2 (Europa) / Validity : None Ex nA G Zone 2 (International) / Validity : None Ex nA G Zone 2 (United Kingdom) / Validity : None Ex ia G Zone 0 (Europa) / Validity : None Ex ia G Zone 0 (International) / Validity : None Ex ia G Zone 0 (Korea) / Validity : None Ex ia G Zone 0 (North America) / Validity : None Ex ia G Zone 0 (United Kingdom) / Validity : None Ex nA G Zone 2 (Europa) / Validity : None Ex nA G Zone 2 (International) / Validity : None Ex nA G Zone 2 (United Kingdom) / Validity : None Ex ia G Zone 0 (Europa) / Validity : None Ex ia G Zone 0 (International) / Validity : None Ex ia G Zone 0 (Korea) / Validity : None Ex ia G Zone 0 (North America) / Validity : None Ex ia G Zone 0 (United Kingdom) / Validity : None Ex ib G Zone 1 (Japan) / Validity : 24.05.2024 Ex nA G Zone 2 (Europa) / Validity : None Ex nA G Zone 2 (International) / Validity : None Ex nA G Zone 2 (United Kingdom) / Validity : None Ex ia G Zone 0 (Europa) / Validity : None Ex ia G Zone 0 (International) / Validity : None Ex ia G Zone 0 (Korea) / Validity : None Ex ia G Zone 0 (North America) / Validity : None Ex ia G Zone 0 (United Kingdom) / Validity : None Ex nA G Zone 2 (Europa) / Validity : None Ex nA G Zone 2 (International) / Validity : None Ex nA G Zone 2 (United Kingdom) / Validity : None Ex ia G Zone 0 (Europa) / Validity : None Ex ia G Zone 0 (International) / Validity : None Ex ia G Zone 0 (Korea) / Validity : None Ex ia G Zone 0 (North America) / Validity : None Ex ia G Zone 0 (United Kingdom) / Validity : None Ex nA G Zone 2 (Europa) / Validity : None Ex nA G Zone 2 (International) / Validity : None Ex nA G Zone 2 (United Kingdom) / Validity : None Ex ia G Zone 0 (Europa) / Validity : None Ex ia G Zone 0 (International) / Validity : None Ex ia G Zone 0 (Korea) / Validity : None Ex ia G Zone 0 (North America) / Validity : None Ex ia G Zone 0 (United Kingdom) / Validity : None Ex nA G Zone 2 (Europa) / Validity : None Ex nA G Zone 2 (International) / Validity : None Ex nA G Zone 2 (United Kingdom) / Validity : None Ex ia G Zone 0 (Europa) / Validity : None Ex ia G Zone 0 (International) / Validity : None Ex ia G Zone 0 (Korea) / Validity : None Ex ia G Zone 0 (North America) / Validity : None Ex ia G Zone 0 (United Kingdom) / Validity : None Ex nA G Zone 2 (Europa) / Validity : None Ex nA G Zone 2 (International) / Validity : None Ex nA G Zone 2 (United Kingdom) / Validity : None Ex ia G Zone 0 (Europa) / Validity : None Ex ia G Zone 0 (International) / Validity : None Ex ia G Zone 0 (Korea) / Validity : None Ex ia G Zone 0 (North America) / Validity : None Ex ia G Zone 0 (United Kingdom) / Validity : None Ex nA G Zone 2 (Europa) / Validity : None Ex nA G Zone 2 (International) / Validity : None Ex nA G Zone 2 (United Kingdom) / Validity : None Ex ia G Zone 0 (Europa) / Validity : None Ex ia G Zone 0 (International) / Validity : None Ex ia G Zone 0 (Korea) / Validity : None Ex ia G Zone 0 (North America) / Validity : None Ex ia G Zone 0 (United Kingdom) / Validity : None Ex nA G Zone 2 (Europa) / Validity : None Ex nA G Zone 2 (International) / Validity : None Ex nA G Zone 2 (United Kingdom) / Validity : None Ex ia G Zone 0 (Europa) / Validity : None Ex ia G Zone 0 (International) / Validity : None Ex ia G Zone 0 (Korea) / Validity : None Ex ia G Zone 0 (North America) / Validity : None Ex ia G Zone 0 (United Kingdom) / Validity : None Ex nA G Zone 2 (Europa) / Validity : None Ex nA G Zone 2 (International) / Validity : None Ex nA G Zone 2 (United Kingdom) / Validity : None Ex ia G Zone 0 (Europa) / Validity : None Ex ia G Zone 0 (International) / Validity : None Ex ia G Zone 0 (Korea) / Validity : None Ex ia G Zone 0 (North America) / Validity : None Ex ia G Zone 0 (United Kingdom) / Validity : None Ex nA G Zone 2 (Europa) / Validity : None Ex nA G Zone 2 (International) / Validity : None Ex nA G Zone 2 (United Kingdom) / Validity : None Ex ia G Zone 0 (Europa) / Validity : None Ex ia G Zone 0 (International) / Validity : None Ex ia G Zone 0 (Korea) / Validity : None Ex ia G Zone 0 (North America) / Validity : None Ex ia G Zone 0 (United Kingdom) / Validity : None Ex nA G Zone 2 (Europa) / Validity : None Ex nA G Zone 2 (International) / Validity : None Ex nA G Zone 2 (United Kingdom) / Validity : None Ex ia G Zone 0 (Europa) / Validity : None Ex ia G Zone 0 (International) / Validity : None Ex ia G Zone 0 (Korea) / Validity : None Ex ia G Zone 0 (North America) / Validity : None Ex ia G Zone 0 (United Kingdom) / Validity : None Ex nA G Zone 2 (Europa) / Validity : None Ex nA G Zone 2 (International) / Validity : None Ex nA G Zone 2 (United Kingdom) / Validity : None Ex ia G Zone 0 (Europa) / Validity : None Ex ia G Zone 0 (International) / Validity : None Ex ia G Zone 0 (Korea) / Validity : None Ex ia G Zone 0 (North America) / Validity : None Ex ia G Zone 0 (United Kingdom) / Validity : None Ex nA G Zone 2 (Europa) / Validity : None Ex nA G Zone 2 (International) / Validity : None Ex nA G Zone 2 (United Kingdom) / Validity : None Ex ia G Zone 0 (Europa) / Validity : None Ex ia G Zone 0 (International) / Validity : None Ex ia G Zone 0 (Korea) / Validity : None Ex ia G Zone 0 (North America) / Validity : None Ex ia G Zone 0 (United Kingdom) / Validity : None Ex nA G Zone 2 (Europa) / Validity : None Ex nA G Zone 2 (International) / Validity : None Ex nA G Zone 2 (United Kingdom) / Validity : None Ex ia G Zone 0 (Europa) / Validity : None Ex ia G Zone 0 (International) / Validity : None Ex ia G Zone 0 (Korea) / Validity : None Ex ia G Zone 0 (North America) / Validity : None Ex ia G Zone 0 (United Kingdom) / Validity : None Ex nA G Zone 2 (Europa) / Validity : None Ex nA G Zone 2 (International) / Validity : None Ex nA G Zone 2 (United Kingdom) / Validity : None Ex ia G Zone 0 (Europa) / Validity : None Ex ia G Zone 0 (International) / Validity : None Ex ia G Zone 0 (Korea) / Validity : None Ex ia G Zone 0 (North America) / Validity : None Ex ia G Zone 0 (United Kingdom) / Validity : None Ex nA G Zone 2 (Europa) / Validity : None Ex nA G Zone 2 (International) / Validity : None Ex nA G Zone 2 (United Kingdom) / Validity : None Ex ia G Zone 0 (Europa) / Validity : None Ex ia G Zone 0 (International) / Validity : None Ex ia G Zone 0 (Korea) / Validity : None Ex ia G Zone 0 (North America) / Validity : None Ex ia G Zone 0 (United Kingdom) / Validity : None Ex nA G Zone 2 (Europa) / Validity : None Ex nA G Zone 2 (International) / Validity : None Ex nA G Zone 2 (United Kingdom) / Validity : None Ex ia G Zone 0 (Europa) / Validity : None Ex ia G Zone 0 (International) / Validity : None Ex ia G Zone 0 (Korea) / Validity : None Ex ia G Zone 0 (North America) / Validity : None Ex ia G Zone 0 (United Kingdom) / Validity : None Ex nA G Zone 2 (Europa) / Validity : None Ex nA G Zone 2 (International) / Validity : None Ex nA G Zone 2 (United Kingdom) / Validity : None Ex ia G Zone 0 (Europa) / Validity : None Ex ia G Zone 0 (International) / Validity : None Ex ia G Zone 0 (Korea) / Validity : None Ex ia G Zone 0 (North America) / Validity : None Ex ia G Zone 0 (United Kingdom) / Validity : None Ex nA G Zone 2 (Europa) / Validity : None Ex nA G Zone 2 (International) / Validity : None Ex nA G Zone 2 (United Kingdom) / Validity : None Ex ia G Zone 0 (Europa) / Validity : None Ex ia G Zone 0 (International) / Validity : None Ex ia G Zone 0 (Korea) / Validity : None Ex ia G Zone 0 (North America) / Validity : None Ex ia G Zone 0 (United Kingdom) / Validity : None Ex nA G Zone 2 (Europa) / Validity : None Ex nA G Zone 2 (International) / Validity : None Ex nA G Zone 2 (United Kingdom) / Validity : None Ex ia G Zone 0 (Europa) / Validity : None Ex ia G Zone 0 (International) / Validity : None Ex ia G Zone 0 (North America) / Validity : None Ex ia G Zone 0 (United Kingdom) / Validity : None Ex nA G Zone 2 (Europa) / Validity : None Ex nA G Zone 2 (International) / Validity : None Ex nA G Zone 2 (United Kingdom) / Validity : None Ex ia G Zone 0 (Europa) / Validity : None Ex ia G Zone 0 (International) / Validity : None Ex ia G Zone 0 (North America) / Validity : None Ex ia G Zone 0 (United Kingdom) / Validity : None Ex nA G Zone 2 (Europa) / Validity : None Ex nA G Zone 2 (International) / Validity : None Ex nA G Zone 2 (United Kingdom) / Validity : None Ex ia G Zone 0 (Europa) / Validity : None Ex ia G Zone 0 (International) / Validity : None Ex ia G Zone 0 (North America) / Validity : None Ex ia G Zone 0 (United Kingdom) / Validity : None Ex nA G Zone 2 (Europa) / Validity : None Ex nA G Zone 2 (International) / Validity : None Ex nA G Zone 2 (United Kingdom) / Validity : None Ex ia G Zone 0 (Europa) / Validity : None Ex ia G Zone 0 (International) / Validity : None Ex ia G Zone 0 (Korea) / Validity : None Ex ia G Zone 0 (North America) / Validity : None Ex ia G Zone 0 (United Kingdom) / Validity : None Ex nA G Zone 2 (Europa) / Validity : None Ex nA G Zone 2 (International) / Validity : None Ex nA G Zone 2 (United Kingdom) / Validity : None Ex ia G Zone 0 (Europa) / Validity : None Ex ia G Zone 0 (International) / Validity : None Ex ia G Zone 0 (North America) / Validity : None Ex ia G Zone 0 (Russia, Belarus, Kyrgyzstan, Armenia, Kazakhstan) / Validity : 18.02.2026 Ex nA G Zone 2 (Europa) / Validity : None Ex nA G Zone 2 (International) / Validity : None Ex nA G Zone 2 (North America) / Validity : None Ex nA G Zone 2 (Russia, Belarus, Kyrgyzstan, Armenia, Kazakhstan) / Validity : 18.02.2026
CP546-011 | 143-546-000-01x | CP546-011 Piezoelectric Dynamic Pressure Sensor | GaPO4 pressure sensor, matching IPC 704_511,-70°C to 650°C, 90 pC/bar, nominal pressure 0 to 50 bar, maximal pressure 100 bar, 1060 mm integral MI cable, Lemo type 0 connector, Ex approved | CPxxx, IPC707, GSI127, EC153, MA Seal, ABAxxx, JB105, JB116 | Ex ia G Zone 0 (Europa) / Validity : None Ex ia G Zone 0 (International) / Validity : None Ex ia G Zone 0 (Korea) / Validity : None Ex ia G Zone 0 (North America) / Validity : None Ex ia G Zone 0 (United Kingdom) / Validity : None Ex nA G Zone 2 (Europa) / Validity : None Ex nA G Zone 2 (International) / Validity : None Ex nA G Zone 2 (United Kingdom) / Validity : None Ex ia G Zone 0 (Europa) / Validity : None Ex ia G Zone 0 (International) / Validity : None Ex ia G Zone 0 (Korea) / Validity : None Ex ia G Zone 0 (North America) / Validity : None Ex ia G Zone 0 (United Kingdom) / Validity : None Ex nA G Zone 2 (Europa) / Validity : None Ex nA G Zone 2 (International) / Validity : None Ex nA G Zone 2 (United Kingdom) / Validity : None Ex ia G Zone 0 (Europa) / Validity : None Ex ia G Zone 0 (International) / Validity : None Ex ia G Zone 0 (Korea) / Validity : None Ex ia G Zone 0 (North America) / Validity : None Ex ia G Zone 0 (United Kingdom) / Validity : None Ex nA G Zone 2 (Europa) / Validity : None Ex nA G Zone 2 (International) / Validity : None Ex nA G Zone 2 (United Kingdom) / Validity : None Ex ia G Zone 0 (Europa) / Validity : None Ex ia G Zone 0 (International) / Validity : None Ex ia G Zone 0 (Korea) / Validity : None Ex ia G Zone 0 (North America) / Validity : None Ex ia G Zone 0 (United Kingdom) / Validity : None Ex nA G Zone 2 (Europa) / Validity : None Ex nA G Zone 2 (International) / Validity : None Ex nA G Zone 2 (United Kingdom) / Validity : None Ex ia G Zone 0 (Europa) / Validity : None Ex ia G Zone 0 (International) / Validity : None Ex ia G Zone 0 (Korea) / Validity : None Ex ia G Zone 0 (North America) / Validity : None Ex ia G Zone 0 (United Kingdom) / Validity : None Ex nA G Zone 2 (Europa) / Validity : None Ex nA G Zone 2 (International) / Validity : None Ex nA G Zone 2 (United Kingdom) / Validity : None Ex ia G Zone 0 (Europa) / Validity : None Ex ia G Zone 0 (International) / Validity : None Ex ia G Zone 0 (Korea) / Validity : None Ex ia G Zone 0 (North America) / Validity : None Ex ia G Zone 0 (United Kingdom) / Validity : None Ex nA G Zone 2 (Europa) / Validity : None Ex nA G Zone 2 (International) / Validity : None Ex nA G Zone 2 (United Kingdom) / Validity : None Ex ia G Zone 0 (Europa) / Validity : None Ex ia G Zone 0 (International) / Validity : None Ex ia G Zone 0 (Korea) / Validity : None Ex ia G Zone 0 (North America) / Validity : None Ex ia G Zone 0 (United Kingdom) / Validity : None Ex nA G Zone 2 (Europa) / Validity : None Ex nA G Zone 2 (International) / Validity : None Ex nA G Zone 2 (United Kingdom) / Validity : None Ex ia G Zone 0 (Europa) / Validity : None Ex ia G Zone 0 (International) / Validity : None Ex ia G Zone 0 (Korea) / Validity : None Ex ia G Zone 0 (North America) / Validity : None Ex ia G Zone 0 (United Kingdom) / Validity : None Ex nA G Zone 2 (Europa) / Validity : None Ex nA G Zone 2 (International) / Validity : None Ex nA G Zone 2 (United Kingdom) / Validity : None Ex ia G Zone 0 (Europa) / Validity : None Ex ia G Zone 0 (International) / Validity : None Ex ia G Zone 0 (Korea) / Validity : None Ex ia G Zone 0 (North America) / Validity : None Ex ia G Zone 0 (United Kingdom) / Validity : None Ex nA G Zone 2 (Europa) / Validity : None Ex nA G Zone 2 (International) / Validity : None Ex nA G Zone 2 (United Kingdom) / Validity : None Ex ia G Zone 0 (Europa) / Validity : None Ex ia G Zone 0 (International) / Validity : None Ex ia G Zone 0 (Korea) / Validity : None Ex ia G Zone 0 (North America) / Validity : None Ex ia G Zone 0 (United Kingdom) / Validity : None Ex nA G Zone 2 (Europa) / Validity : None Ex nA G Zone 2 (International) / Validity : None Ex nA G Zone 2 (United Kingdom) / Validity : None Ex ia G Zone 0 (Europa) / Validity : None Ex ia G Zone 0 (International) / Validity : None Ex ia G Zone 0 (Korea) / Validity : None Ex ia G Zone 0 (North America) / Validity : None Ex ia G Zone 0 (United Kingdom) / Validity : None Ex nA G Zone 2 (Europa) / Validity : None Ex nA G Zone 2 (International) / Validity : None Ex nA G Zone 2 (United Kingdom) / Validity : None Ex ia G Zone 0 (Europa) / Validity : None Ex ia G Zone 0 (International) / Validity : None Ex ia G Zone 0 (Korea) / Validity : None Ex ia G Zone 0 (North America) / Validity : None Ex ia G Zone 0 (United Kingdom) / Validity : None Ex nA G Zone 2 (Europa) / Validity : None Ex nA G Zone 2 (International) / Validity : None Ex nA G Zone 2 (United Kingdom) / Validity : None Ex ia G Zone 0 (Europa) / Validity : None Ex ia G Zone 0 (International) / Validity : None Ex ia G Zone 0 (Korea) / Validity : None Ex ia G Zone 0 (North America) / Validity : None Ex ia G Zone 0 (United Kingdom) / Validity : None Ex nA G Zone 2 (Europa) / Validity : None Ex nA G Zone 2 (International) / Validity : None Ex nA G Zone 2 (United Kingdom) / Validity : None Ex ia G Zone 0 (Europa) / Validity : None Ex ia G Zone 0 (International) / Validity : None Ex ia G Zone 0 (Korea) / Validity : None Ex ia G Zone 0 (North America) / Validity : None Ex ia G Zone 0 (United Kingdom) / Validity : None Ex nA G Zone 2 (Europa) / Validity : None Ex nA G Zone 2 (International) / Validity : None Ex nA G Zone 2 (United Kingdom) / Validity : None Ex ia G Zone 0 (Europa) / Validity : None Ex ia G Zone 0 (International) / Validity : None Ex ia G Zone 0 (Korea) / Validity : None Ex ia G Zone 0 (North America) / Validity : None Ex ia G Zone 0 (United Kingdom) / Validity : None Ex nA G Zone 2 (Europa) / Validity : None Ex nA G Zone 2 (International) / Validity : None Ex nA G Zone 2 (United Kingdom) / Validity : None Ex ia G Zone 0 (Europa) / Validity : None Ex ia G Zone 0 (International) / Validity : None Ex ia G Zone 0 (Korea) / Validity : None Ex ia G Zone 0 (North America) / Validity : None Ex ia G Zone 0 (United Kingdom) / Validity : None Ex nA G Zone 2 (Europa) / Validity : None Ex nA G Zone 2 (International) / Validity : None Ex nA G Zone 2 (United Kingdom) / Validity : None Ex ia G Zone 0 (Europa) / Validity : None Ex ia G Zone 0 (International) / Validity : None Ex ia G Zone 0 (Korea) / Validity : None Ex ia G Zone 0 (North America) / Validity : None Ex ia G Zone 0 (United Kingdom) / Validity : None Ex nA G Zone 2 (Europa) / Validity : None Ex nA G Zone 2 (International) / Validity : None Ex nA G Zone 2 (United Kingdom) / Validity : None Ex ia G Zone 0 (Europa) / Validity : None Ex ia G Zone 0 (International) / Validity : None Ex ia G Zone 0 (Korea) / Validity : None Ex ia G Zone 0 (North America) / Validity : None Ex ia G Zone 0 (United Kingdom) / Validity : None Ex nA G Zone 2 (Europa) / Validity : None Ex nA G Zone 2 (International) / Validity : None Ex nA G Zone 2 (United Kingdom) / Validity : None Ex ia G Zone 0 (Europa) / Validity : None Ex ia G Zone 0 (International) / Validity : None Ex ia G Zone 0 (Korea) / Validity : None Ex ia G Zone 0 (North America) / Validity : None Ex ia G Zone 0 (United Kingdom) / Validity : None Ex nA G Zone 2 (Europa) / Validity : None Ex nA G Zone 2 (International) / Validity : None Ex nA G Zone 2 (United Kingdom) / Validity : None Ex ia G Zone 0 (Europa) / Validity : None Ex ia G Zone 0 (International) / Validity : None Ex ia G Zone 0 (Korea) / Validity : None Ex ia G Zone 0 (North America) / Validity : None Ex ia G Zone 0 (United Kingdom) / Validity : None Ex nA G Zone 2 (Europa) / Validity : None Ex nA G Zone 2 (International) / Validity : None Ex nA G Zone 2 (United Kingdom) / Validity : None Ex ia G Zone 0 (Europa) / Validity : None Ex ia G Zone 0 (International) / Validity : None Ex ia G Zone 0 (Korea) / Validity : None Ex ia G Zone 0 (North America) / Validity : None Ex ia G Zone 0 (United Kingdom) / Validity : None Ex nA G Zone 2 (Europa) / Validity : None Ex nA G Zone 2 (International) / Validity : None Ex nA G Zone 2 (United Kingdom) / Validity : None Ex ia G Zone 0 (Europa) / Validity : None Ex ia G Zone 0 (International) / Validity : None Ex ia G Zone 0 (Korea) / Validity : None Ex ia G Zone 0 (North America) / Validity : None Ex ia G Zone 0 (United Kingdom) / Validity : None Ex nA G Zone 2 (Europa) / Validity : None Ex nA G Zone 2 (International) / Validity : None Ex nA G Zone 2 (United Kingdom) / Validity : None Ex ia G Zone 0 (Europa) / Validity : None Ex ia G Zone 0 (International) / Validity : None Ex ia G Zone 0 (Korea) / Validity : None Ex ia G Zone 0 (North America) / Validity : None Ex ia G Zone 0 (United Kingdom) / Validity : None Ex nA G Zone 2 (Europa) / Validity : None Ex nA G Zone 2 (International) / Validity : None Ex nA G Zone 2 (United Kingdom) / Validity : None Ex ia G Zone 0 (Europa) / Validity : None Ex ia G Zone 0 (International) / Validity : None Ex ia G Zone 0 (Korea) / Validity : None Ex ia G Zone 0 (North America) / Validity : None Ex ia G Zone 0 (United Kingdom) / Validity : None Ex nA G Zone 2 (Europa) / Validity : None Ex nA G Zone 2 (International) / Validity : None Ex nA G Zone 2 (United Kingdom) / Validity : None Ex ia G Zone 0 (Europa) / Validity : None Ex ia G Zone 0 (International) / Validity : None Ex ia G Zone 0 (Korea) / Validity : None Ex ia G Zone 0 (North America) / Validity : None Ex ia G Zone 0 (United Kingdom) / Validity : None Ex nA G Zone 2 (Europa) / Validity : None Ex nA G Zone 2 (International) / Validity : None Ex nA G Zone 2 (United Kingdom) / Validity : None Ex ia G Zone 0 (Europa) / Validity : None Ex ia G Zone 0 (International) / Validity : None Ex ia G Zone 0 (North America) / Validity : None Ex ia G Zone 0 (United Kingdom) / Validity : None Ex nA G Zone 2 (Europa) / Validity : None Ex nA G Zone 2 (International) / Validity : None Ex nA G Zone 2 (United Kingdom) / Validity : None Ex ia G Zone 0 (Europa) / Validity : None Ex ia G Zone 0 (International) / Validity : None Ex ia G Zone 0 (North America) / Validity : None Ex ia G Zone 0 (United Kingdom) / Validity : None Ex nA G Zone 2 (Europa) / Validity : None Ex nA G Zone 2 (International) / Validity : None Ex nA G Zone 2 (United Kingdom) / Validity : None Ex ia G Zone 0 (Europa) / Validity : None Ex ia G Zone 0 (International) / Validity : None Ex ia G Zone 0 (North America) / Validity : None Ex ia G Zone 0 (United Kingdom) / Validity : None Ex nA G Zone 2 (Europa) / Validity : None Ex nA G Zone 2 (International) / Validity : None Ex nA G Zone 2 (United Kingdom) / Validity : None Ex ia G Zone 0 (Europa) / Validity : None Ex ia G Zone 0 (International) / Validity : None Ex ia G Zone 0 (North America) / Validity : None Ex ia G Zone 0 (United Kingdom) / Validity : None Ex nA G Zone 2 (Europa) / Validity : None Ex nA G Zone 2 (International) / Validity : None Ex nA G Zone 2 (United Kingdom) / Validity : None Ex ia G Zone 0 (Europa) / Validity : None Ex ia G Zone 0 (International) / Validity : None Ex ia G Zone 0 (Korea) / Validity : None Ex ia G Zone 0 (North America) / Validity : None Ex ia G Zone 0 (United Kingdom) / Validity : None Ex nA G Zone 2 (Europa) / Validity : None Ex nA G Zone 2 (International) / Validity : None Ex nA G Zone 2 (United Kingdom) / Validity : None Ex ia G Zone 0 (Europa) / Validity : None Ex ia G Zone 0 (International) / Validity : None Ex ia G Zone 0 (Korea) / Validity : None Ex ia G Zone 0 (North America) / Validity : None Ex ia G Zone 0 (United Kingdom) / Validity : None Ex nA G Zone 2 (Europa) / Validity : None Ex nA G Zone 2 (International) / Validity : None Ex nA G Zone 2 (United Kingdom) / Validity : None Ex ia G Zone 0 (Europa) / Validity : None Ex ia G Zone 0 (International) / Validity : None Ex ia G Zone 0 (Korea) / Validity : None Ex ia G Zone 0 (North America) / Validity : None Ex ia G Zone 0 (United Kingdom) / Validity : None Ex nA G Zone 2 (Europa) / Validity : None Ex nA G Zone 2 (International) / Validity : None Ex nA G Zone 2 (United Kingdom) / Validity : None Ex ia G Zone 0 (Europa) / Validity : None Ex ia G Zone 0 (International) / Validity : None Ex ia G Zone 0 (Korea) / Validity : None Ex ia G Zone 0 (North America) / Validity : None Ex ia G Zone 0 (United Kingdom) / Validity : None Ex nA G Zone 2 (Europa) / Validity : None Ex nA G Zone 2 (International) / Validity : None Ex nA G Zone 2 (United Kingdom) / Validity : None Ex ia G Zone 0 (Europa) / Validity : None Ex ia G Zone 0 (International) / Validity : None Ex ia G Zone 0 (Korea) / Validity : None Ex ia G Zone 0 (North America) / Validity : None Ex ia G Zone 0 (United Kingdom) / Validity : None Ex nA G Zone 2 (Europa) / Validity : None Ex nA G Zone 2 (International) / Validity : None Ex nA G Zone 2 (United Kingdom) / Validity : None Ex ia G Zone 0 (Europa) / Validity : None Ex ia G Zone 0 (International) / Validity : None Ex ia G Zone 0 (Korea) / Validity : None Ex ia G Zone 0 (North America) / Validity : None Ex ia G Zone 0 (United Kingdom) / Validity : None Ex ib G Zone 1 (Japan) / Validity : 22.08.2025 Ex nA G Zone 2 (Europa) / Validity : None Ex nA G Zone 2 (International) / Validity : None Ex nA G Zone 2 (United Kingdom) / Validity : None Ex ia G Zone 0 (Europa) / Validity : None Ex ia G Zone 0 (International) / Validity : None Ex ia G Zone 0 (Korea) / Validity : None Ex ia G Zone 0 (North America) / Validity : None Ex ia G Zone 0 (United Kingdom) / Validity : None Ex nA G Zone 2 (Europa) / Validity : None Ex nA G Zone 2 (International) / Validity : None Ex nA G Zone 2 (United Kingdom) / Validity : None Ex ia G Zone 0 (Europa) / Validity : None Ex ia G Zone 0 (International) / Validity : None Ex ia G Zone 0 (Korea) / Validity : None Ex ia G Zone 0 (North America) / Validity : None Ex ia G Zone 0 (United Kingdom) / Validity : None Ex nA G Zone 2 (Europa) / Validity : None Ex nA G Zone 2 (International) / Validity : None Ex nA G Zone 2 (United Kingdom) / Validity : None Ex ia G Zone 0 (Europa) / Validity : None Ex ia G Zone 0 (International) / Validity : None Ex ia G Zone 0 (Korea) / Validity : None Ex ia G Zone 0 (North America) / Validity : None Ex ia G Zone 0 (United Kingdom) / Validity : None Ex ib G Zone 1 (Japan) / Validity : 24.05.2024 Ex nA G Zone 2 (Europa) / Validity : None Ex nA G Zone 2 (International) / Validity : None Ex nA G Zone 2 (United Kingdom) / Validity : None Ex ia G Zone 0 (Europa) / Validity : None Ex ia G Zone 0 (International) / Validity : None Ex ia G Zone 0 (Korea) / Validity : None Ex ia G Zone 0 (North America) / Validity : None Ex ia G Zone 0 (United Kingdom) / Validity : None Ex nA G Zone 2 (Europa) / Validity : None Ex nA G Zone 2 (International) / Validity : None Ex nA G Zone 2 (United Kingdom) / Validity : None Ex ia G Zone 0 (Europa) / Validity : None Ex ia G Zone 0 (International) / Validity : None Ex ia G Zone 0 (Korea) / Validity : None Ex ia G Zone 0 (North America) / Validity : None Ex ia G Zone 0 (United Kingdom) / Validity : None Ex nA G Zone 2 (Europa) / Validity : None Ex nA G Zone 2 (International) / Validity : None Ex nA G Zone 2 (United Kingdom) / Validity : None Ex ia G Zone 0 (Europa) / Validity : None Ex ia G Zone 0 (International) / Validity : None Ex ia G Zone 0 (Korea) / Validity : None Ex ia G Zone 0 (North America) / Validity : None Ex ia G Zone 0 (United Kingdom) / Validity : None Ex nA G Zone 2 (Europa) / Validity : None Ex nA G Zone 2 (International) / Validity : None Ex nA G Zone 2 (United Kingdom) / Validity : None Ex ia G Zone 0 (Europa) / Validity : None Ex ia G Zone 0 (International) / Validity : None Ex ia G Zone 0 (Korea) / Validity : None Ex ia G Zone 0 (North America) / Validity : None Ex ia G Zone 0 (United Kingdom) / Validity : None Ex nA G Zone 2 (Europa) / Validity : None Ex nA G Zone 2 (International) / Validity : None Ex nA G Zone 2 (United Kingdom) / Validity : None Ex ia G Zone 0 (Europa) / Validity : None Ex ia G Zone 0 (International) / Validity : None Ex ia G Zone 0 (Korea) / Validity : None Ex ia G Zone 0 (North America) / Validity : None Ex ia G Zone 0 (United Kingdom) / Validity : None Ex nA G Zone 2 (Europa) / Validity : None Ex nA G Zone 2 (International) / Validity : None Ex nA G Zone 2 (United Kingdom) / Validity : None Ex ia G Zone 0 (Europa) / Validity : None Ex ia G Zone 0 (International) / Validity : None Ex ia G Zone 0 (Korea) / Validity : None Ex ia G Zone 0 (North America) / Validity : None Ex ia G Zone 0 (United Kingdom) / Validity : None Ex nA G Zone 2 (Europa) / Validity : None Ex nA G Zone 2 (International) / Validity : None Ex nA G Zone 2 (United Kingdom) / Validity : None Ex ia G Zone 0 (Europa) / Validity : None Ex ia G Zone 0 (International) / Validity : None Ex ia G Zone 0 (Korea) / Validity : None Ex ia G Zone 0 (North America) / Validity : None Ex ia G Zone 0 (United Kingdom) / Validity : None Ex nA G Zone 2 (Europa) / Validity : None Ex nA G Zone 2 (International) / Validity : None Ex nA G Zone 2 (United Kingdom) / Validity : None Ex ia G Zone 0 (Europa) / Validity : None Ex ia G Zone 0 (International) / Validity : None Ex ia G Zone 0 (Korea) / Validity : None Ex ia G Zone 0 (North America) / Validity : None Ex ia G Zone 0 (United Kingdom) / Validity : None Ex nA G Zone 2 (Europa) / Validity : None Ex nA G Zone 2 (International) / Validity : None Ex nA G Zone 2 (United Kingdom) / Validity : None Ex ia G Zone 0 (Europa) / Validity : None Ex ia G Zone 0 (International) / Validity : None Ex ia G Zone 0 (Korea) / Validity : None Ex ia G Zone 0 (North America) / Validity : None Ex ia G Zone 0 (United Kingdom) / Validity : None Ex nA G Zone 2 (Europa) / Validity : None Ex nA G Zone 2 (International) / Validity : None Ex nA G Zone 2 (United Kingdom) / Validity : None Ex ia G Zone 0 (Europa) / Validity : None Ex ia G Zone 0 (International) / Validity : None Ex ia G Zone 0 (Korea) / Validity : None Ex ia G Zone 0 (North America) / Validity : None Ex ia G Zone 0 (United Kingdom) / Validity : None Ex nA G Zone 2 (Europa) / Validity : None Ex nA G Zone 2 (International) / Validity : None Ex nA G Zone 2 (United Kingdom) / Validity : None Ex ia G Zone 0 (Europa) / Validity : None Ex ia G Zone 0 (International) / Validity : None Ex ia G Zone 0 (Korea) / Validity : None Ex ia G Zone 0 (North America) / Validity : None Ex ia G Zone 0 (United Kingdom) / Validity : None Ex nA G Zone 2 (Europa) / Validity : None Ex nA G Zone 2 (International) / Validity : None Ex nA G Zone 2 (United Kingdom) / Validity : None Ex ia G Zone 0 (Europa) / Validity : None Ex ia G Zone 0 (International) / Validity : None Ex ia G Zone 0 (Korea) / Validity : None Ex ia G Zone 0 (North America) / Validity : None Ex ia G Zone 0 (United Kingdom) / Validity : None Ex nA G Zone 2 (Europa) / Validity : None Ex nA G Zone 2 (International) / Validity : None Ex nA G Zone 2 (United Kingdom) / Validity : None Ex ia G Zone 0 (Europa) / Validity : None Ex ia G Zone 0 (International) / Validity : None Ex ia G Zone 0 (Korea) / Validity : None Ex ia G Zone 0 (North America) / Validity : None Ex ia G Zone 0 (United Kingdom) / Validity : None Ex nA G Zone 2 (Europa) / Validity : None Ex nA G Zone 2 (International) / Validity : None Ex nA G Zone 2 (United Kingdom) / Validity : None Ex ia G Zone 0 (Europa) / Validity : None Ex ia G Zone 0 (International) / Validity : None Ex ia G Zone 0 (Korea) / Validity : None Ex ia G Zone 0 (North America) / Validity : None Ex ia G Zone 0 (United Kingdom) / Validity : None Ex nA G Zone 2 (Europa) / Validity : None Ex nA G Zone 2 (International) / Validity : None Ex nA G Zone 2 (United Kingdom) / Validity : None Ex ia G Zone 0 (Europa) / Validity : None Ex ia G Zone 0 (International) / Validity : None Ex ia G Zone 0 (Korea) / Validity : None Ex ia G Zone 0 (North America) / Validity : None Ex ia G Zone 0 (United Kingdom) / Validity : None Ex nA G Zone 2 (Europa) / Validity : None Ex nA G Zone 2 (International) / Validity : None Ex nA G Zone 2 (United Kingdom) / Validity : None Ex ia G Zone 0 (Europa) / Validity : None Ex ia G Zone 0 (International) / Validity : None Ex ia G Zone 0 (Korea) / Validity : None Ex ia G Zone 0 (North America) / Validity : None Ex ia G Zone 0 (United Kingdom) / Validity : None Ex nA G Zone 2 (Europa) / Validity : None Ex nA G Zone 2 (International) / Validity : None Ex nA G Zone 2 (United Kingdom) / Validity : None Ex ia G Zone 0 (Europa) / Validity : None Ex ia G Zone 0 (International) / Validity : None Ex ia G Zone 0 (Korea) / Validity : None Ex ia G Zone 0 (North America) / Validity : None Ex ia G Zone 0 (United Kingdom) / Validity : None Ex nA G Zone 2 (Europa) / Validity : None Ex nA G Zone 2 (International) / Validity : None Ex nA G Zone 2 (United Kingdom) / Validity : None Ex ia G Zone 0 (Europa) / Validity : None Ex ia G Zone 0 (International) / Validity : None Ex ia G Zone 0 (Korea) / Validity : None Ex ia G Zone 0 (North America) / Validity : None Ex ia G Zone 0 (United Kingdom) / Validity : None Ex nA G Zone 2 (Europa) / Validity : None Ex nA G Zone 2 (International) / Validity : None Ex nA G Zone 2 (United Kingdom) / Validity : None Ex ia G Zone 0 (Europa) / Validity : None Ex ia G Zone 0 (International) / Validity : None Ex ia G Zone 0 (North America) / Validity : None Ex ia G Zone 0 (United Kingdom) / Validity : None Ex nA G Zone 2 (Europa) / Validity : None Ex nA G Zone 2 (International) / Validity : None Ex nA G Zone 2 (United Kingdom) / Validity : None Ex ia G Zone 0 (Europa) / Validity : None Ex ia G Zone 0 (International) / Validity : None Ex ia G Zone 0 (North America) / Validity : None Ex ia G Zone 0 (United Kingdom) / Validity : None Ex nA G Zone 2 (Europa) / Validity : None Ex nA G Zone 2 (International) / Validity : None Ex nA G Zone 2 (United Kingdom) / Validity : None Ex ia G Zone 0 (Europa) / Validity : None Ex ia G Zone 0 (International) / Validity : None Ex ia G Zone 0 (North America) / Validity : None Ex ia G Zone 0 (United Kingdom) / Validity : None Ex nA G Zone 2 (Europa) / Validity : None Ex nA G Zone 2 (International) / Validity : None Ex nA G Zone 2 (United Kingdom) / Validity : None Ex ia G Zone 0 (Europa) / Validity : None Ex ia G Zone 0 (International) / Validity : None Ex ia G Zone 0 (Korea) / Validity : None Ex ia G Zone 0 (North America) / Validity : None Ex ia G Zone 0 (United Kingdom) / Validity : None Ex nA G Zone 2 (Europa) / Validity : None Ex nA G Zone 2 (International) / Validity : None Ex nA G Zone 2 (United Kingdom) / Validity : None Ex ia G Zone 0 (Europa) / Validity : None Ex ia G Zone 0 (International) / Validity : None Ex ia G Zone 0 (North America) / Validity : None Ex ia G Zone 0 (Russia, Belarus, Kyrgyzstan, Armenia, Kazakhstan) / Validity : 18.02.2026 Ex nA G Zone 2 (Europa) / Validity : None Ex nA G Zone 2 (International) / Validity : None Ex nA G Zone 2 (North America) / Validity : None Ex nA G Zone 2 (Russia, Belarus, Kyrgyzstan, Armenia, Kazakhstan) / Validity : 18.02.2026
CP546-021 | 143-546-000-02x | CP546-021 Piezoelectric Dynamic Pressure Sensor | GaPO4 pressure sensor, matching IPC 704_511,-70°C to 650°C, 90 pC/bar, nominal pressure 0 to 50 bar, maximal pressure 100 bar, 1090 mm integral MI cable, Lemo type 0 connector, Ex approved | CPxxx, IPC707, GSI127, EC153, MA Seal, ABAxxx, JB105, JB116 | Ex ia G Zone 0 (Europa) / Validity : None Ex ia G Zone 0 (International) / Validity : None Ex ia G Zone 0 (Korea) / Validity : None Ex ia G Zone 0 (North America) / Validity : None Ex ia G Zone 0 (United Kingdom) / Validity : None Ex nA G Zone 2 (Europa) / Validity : None Ex nA G Zone 2 (International) / Validity : None Ex nA G Zone 2 (United Kingdom) / Validity : None Ex ia G Zone 0 (Europa) / Validity : None Ex ia G Zone 0 (International) / Validity : None Ex ia G Zone 0 (Korea) / Validity : None Ex ia G Zone 0 (North America) / Validity : None Ex ia G Zone 0 (United Kingdom) / Validity : None Ex nA G Zone 2 (Europa) / Validity : None Ex nA G Zone 2 (International) / Validity : None Ex nA G Zone 2 (United Kingdom) / Validity : None Ex ia G Zone 0 (Europa) / Validity : None Ex ia G Zone 0 (International) / Validity : None Ex ia G Zone 0 (Korea) / Validity : None Ex ia G Zone 0 (North America) / Validity : None Ex ia G Zone 0 (United Kingdom) / Validity : None Ex nA G Zone 2 (Europa) / Validity : None Ex nA G Zone 2 (International) / Validity : None Ex nA G Zone 2 (United Kingdom) / Validity : None Ex ia G Zone 0 (Europa) / Validity : None Ex ia G Zone 0 (International) / Validity : None Ex ia G Zone 0 (Korea) / Validity : None Ex ia G Zone 0 (North America) / Validity : None Ex ia G Zone 0 (United Kingdom) / Validity : None Ex nA G Zone 2 (Europa) / Validity : None Ex nA G Zone 2 (International) / Validity : None Ex nA G Zone 2 (United Kingdom) / Validity : None Ex ia G Zone 0 (Europa) / Validity : None Ex ia G Zone 0 (International) / Validity : None Ex ia G Zone 0 (Korea) / Validity : None Ex ia G Zone 0 (North America) / Validity : None Ex ia G Zone 0 (United Kingdom) / Validity : None Ex nA G Zone 2 (Europa) / Validity : None Ex nA G Zone 2 (International) / Validity : None Ex nA G Zone 2 (United Kingdom) / Validity : None Ex ia G Zone 0 (Europa) / Validity : None Ex ia G Zone 0 (International) / Validity : None Ex ia G Zone 0 (Korea) / Validity : None Ex ia G Zone 0 (North America) / Validity : None Ex ia G Zone 0 (United Kingdom) / Validity : None Ex nA G Zone 2 (Europa) / Validity : None Ex nA G Zone 2 (International) / Validity : None Ex nA G Zone 2 (United Kingdom) / Validity : None Ex ia G Zone 0 (Europa) / Validity : None Ex ia G Zone 0 (International) / Validity : None Ex ia G Zone 0 (Korea) / Validity : None Ex ia G Zone 0 (North America) / Validity : None Ex ia G Zone 0 (United Kingdom) / Validity : None Ex nA G Zone 2 (Europa) / Validity : None Ex nA G Zone 2 (International) / Validity : None Ex nA G Zone 2 (United Kingdom) / Validity : None Ex ia G Zone 0 (Europa) / Validity : None Ex ia G Zone 0 (International) / Validity : None Ex ia G Zone 0 (Korea) / Validity : None Ex ia G Zone 0 (North America) / Validity : None Ex ia G Zone 0 (United Kingdom) / Validity : None Ex nA G Zone 2 (Europa) / Validity : None Ex nA G Zone 2 (International) / Validity : None Ex nA G Zone 2 (United Kingdom) / Validity : None Ex ia G Zone 0 (Europa) / Validity : None Ex ia G Zone 0 (International) / Validity : None Ex ia G Zone 0 (Korea) / Validity : None Ex ia G Zone 0 (North America) / Validity : None Ex ia G Zone 0 (United Kingdom) / Validity : None Ex nA G Zone 2 (Europa) / Validity : None Ex nA G Zone 2 (International) / Validity : None Ex nA G Zone 2 (United Kingdom) / Validity : None Ex ia G Zone 0 (Europa) / Validity : None Ex ia G Zone 0 (International) / Validity : None Ex ia G Zone 0 (Korea) / Validity : None Ex ia G Zone 0 (North America) / Validity : None Ex ia G Zone 0 (United Kingdom) / Validity : None Ex nA G Zone 2 (Europa) / Validity : None Ex nA G Zone 2 (International) / Validity : None Ex nA G Zone 2 (United Kingdom) / Validity : None Ex ia G Zone 0 (Europa) / Validity : None Ex ia G Zone 0 (International) / Validity : None Ex ia G Zone 0 (Korea) / Validity : None Ex ia G Zone 0 (North America) / Validity : None Ex ia G Zone 0 (United Kingdom) / Validity : None Ex nA G Zone 2 (Europa) / Validity : None Ex nA G Zone 2 (International) / Validity : None Ex nA G Zone 2 (United Kingdom) / Validity : None Ex ia G Zone 0 (Europa) / Validity : None Ex ia G Zone 0 (International) / Validity : None Ex ia G Zone 0 (Korea) / Validity : None Ex ia G Zone 0 (North America) / Validity : None Ex ia G Zone 0 (United Kingdom) / Validity : None Ex nA G Zone 2 (Europa) / Validity : None Ex nA G Zone 2 (International) / Validity : None Ex nA G Zone 2 (United Kingdom) / Validity : None Ex ia G Zone 0 (Europa) / Validity : None Ex ia G Zone 0 (International) / Validity : None Ex ia G Zone 0 (Korea) / Validity : None Ex ia G Zone 0 (North America) / Validity : None Ex ia G Zone 0 (United Kingdom) / Validity : None Ex nA G Zone 2 (Europa) / Validity : None Ex nA G Zone 2 (International) / Validity : None Ex nA G Zone 2 (United Kingdom) / Validity : None Ex ia G Zone 0 (Europa) / Validity : None Ex ia G Zone 0 (International) / Validity : None Ex ia G Zone 0 (Korea) / Validity : None Ex ia G Zone 0 (North America) / Validity : None Ex ia G Zone 0 (United Kingdom) / Validity : None Ex nA G Zone 2 (Europa) / Validity : None Ex nA G Zone 2 (International) / Validity : None Ex nA G Zone 2 (United Kingdom) / Validity : None Ex ia G Zone 0 (Europa) / Validity : None Ex ia G Zone 0 (International) / Validity : None Ex ia G Zone 0 (Korea) / Validity : None Ex ia G Zone 0 (North America) / Validity : None Ex ia G Zone 0 (United Kingdom) / Validity : None Ex nA G Zone 2 (Europa) / Validity : None Ex nA G Zone 2 (International) / Validity : None Ex nA G Zone 2 (United Kingdom) / Validity : None Ex ia G Zone 0 (Europa) / Validity : None Ex ia G Zone 0 (International) / Validity : None Ex ia G Zone 0 (Korea) / Validity : None Ex ia G Zone 0 (North America) / Validity : None Ex ia G Zone 0 (United Kingdom) / Validity : None Ex nA G Zone 2 (Europa) / Validity : None Ex nA G Zone 2 (International) / Validity : None Ex nA G Zone 2 (United Kingdom) / Validity : None Ex ia G Zone 0 (Europa) / Validity : None Ex ia G Zone 0 (International) / Validity : None Ex ia G Zone 0 (Korea) / Validity : None Ex ia G Zone 0 (North America) / Validity : None Ex ia G Zone 0 (United Kingdom) / Validity : None Ex nA G Zone 2 (Europa) / Validity : None Ex nA G Zone 2 (International) / Validity : None Ex nA G Zone 2 (United Kingdom) / Validity : None Ex ia G Zone 0 (Europa) / Validity : None Ex ia G Zone 0 (International) / Validity : None Ex ia G Zone 0 (Korea) / Validity : None Ex ia G Zone 0 (North America) / Validity : None Ex ia G Zone 0 (United Kingdom) / Validity : None Ex nA G Zone 2 (Europa) / Validity : None Ex nA G Zone 2 (International) / Validity : None Ex nA G Zone 2 (United Kingdom) / Validity : None Ex ia G Zone 0 (Europa) / Validity : None Ex ia G Zone 0 (International) / Validity : None Ex ia G Zone 0 (Korea) / Validity : None Ex ia G Zone 0 (North America) / Validity : None Ex ia G Zone 0 (United Kingdom) / Validity : None Ex nA G Zone 2 (Europa) / Validity : None Ex nA G Zone 2 (International) / Validity : None Ex nA G Zone 2 (United Kingdom) / Validity : None Ex ia G Zone 0 (Europa) / Validity : None Ex ia G Zone 0 (International) / Validity : None Ex ia G Zone 0 (Korea) / Validity : None Ex ia G Zone 0 (North America) / Validity : None Ex ia G Zone 0 (United Kingdom) / Validity : None Ex nA G Zone 2 (Europa) / Validity : None Ex nA G Zone 2 (International) / Validity : None Ex nA G Zone 2 (United Kingdom) / Validity : None Ex ia G Zone 0 (Europa) / Validity : None Ex ia G Zone 0 (International) / Validity : None Ex ia G Zone 0 (Korea) / Validity : None Ex ia G Zone 0 (North America) / Validity : None Ex ia G Zone 0 (United Kingdom) / Validity : None Ex nA G Zone 2 (Europa) / Validity : None Ex nA G Zone 2 (International) / Validity : None Ex nA G Zone 2 (United Kingdom) / Validity : None Ex ia G Zone 0 (Europa) / Validity : None Ex ia G Zone 0 (International) / Validity : None Ex ia G Zone 0 (Korea) / Validity : None Ex ia G Zone 0 (North America) / Validity : None Ex ia G Zone 0 (United Kingdom) / Validity : None Ex nA G Zone 2 (Europa) / Validity : None Ex nA G Zone 2 (International) / Validity : None Ex nA G Zone 2 (United Kingdom) / Validity : None Ex ia G Zone 0 (Europa) / Validity : None Ex ia G Zone 0 (International) / Validity : None Ex ia G Zone 0 (Korea) / Validity : None Ex ia G Zone 0 (North America) / Validity : None Ex ia G Zone 0 (United Kingdom) / Validity : None Ex nA G Zone 2 (Europa) / Validity : None Ex nA G Zone 2 (International) / Validity : None Ex nA G Zone 2 (United Kingdom) / Validity : None Ex ia G Zone 0 (Europa) / Validity : None Ex ia G Zone 0 (International) / Validity : None Ex ia G Zone 0 (Korea) / Validity : None Ex ia G Zone 0 (North America) / Validity : None Ex ia G Zone 0 (United Kingdom) / Validity : None Ex nA G Zone 2 (Europa) / Validity : None Ex nA G Zone 2 (International) / Validity : None Ex nA G Zone 2 (United Kingdom) / Validity : None Ex ia G Zone 0 (Europa) / Validity : None Ex ia G Zone 0 (International) / Validity : None Ex ia G Zone 0 (Korea) / Validity : None Ex ia G Zone 0 (North America) / Validity : None Ex ia G Zone 0 (United Kingdom) / Validity : None Ex nA G Zone 2 (Europa) / Validity : None Ex nA G Zone 2 (International) / Validity : None Ex nA G Zone 2 (United Kingdom) / Validity : None Ex ia G Zone 0 (Europa) / Validity : None Ex ia G Zone 0 (International) / Validity : None Ex ia G Zone 0 (North America) / Validity : None Ex ia G Zone 0 (United Kingdom) / Validity : None Ex nA G Zone 2 (Europa) / Validity : None Ex nA G Zone 2 (International) / Validity : None Ex nA G Zone 2 (United Kingdom) / Validity : None Ex ia G Zone 0 (Europa) / Validity : None Ex ia G Zone 0 (International) / Validity : None Ex ia G Zone 0 (North America) / Validity : None Ex ia G Zone 0 (United Kingdom) / Validity : None Ex nA G Zone 2 (Europa) / Validity : None Ex nA G Zone 2 (International) / Validity : None Ex nA G Zone 2 (United Kingdom) / Validity : None Ex ia G Zone 0 (Europa) / Validity : None Ex ia G Zone 0 (International) / Validity : None Ex ia G Zone 0 (North America) / Validity : None Ex ia G Zone 0 (United Kingdom) / Validity : None Ex nA G Zone 2 (Europa) / Validity : None Ex nA G Zone 2 (International) / Validity : None Ex nA G Zone 2 (United Kingdom) / Validity : None Ex ia G Zone 0 (Europa) / Validity : None Ex ia G Zone 0 (International) / Validity : None Ex ia G Zone 0 (North America) / Validity : None Ex ia G Zone 0 (United Kingdom) / Validity : None Ex nA G Zone 2 (Europa) / Validity : None Ex nA G Zone 2 (International) / Validity : None Ex nA G Zone 2 (United Kingdom) / Validity : None Ex ia G Zone 0 (Europa) / Validity : None Ex ia G Zone 0 (International) / Validity : None Ex ia G Zone 0 (Korea) / Validity : None Ex ia G Zone 0 (North America) / Validity : None Ex ia G Zone 0 (United Kingdom) / Validity : None Ex nA G Zone 2 (Europa) / Validity : None Ex nA G Zone 2 (International) / Validity : None Ex nA G Zone 2 (United Kingdom) / Validity : None Ex ia G Zone 0 (Europa) / Validity : None Ex ia G Zone 0 (International) / Validity : None Ex ia G Zone 0 (Korea) / Validity : None Ex ia G Zone 0 (North America) / Validity : None Ex ia G Zone 0 (United Kingdom) / Validity : None Ex nA G Zone 2 (Europa) / Validity : None Ex nA G Zone 2 (International) / Validity : None Ex nA G Zone 2 (United Kingdom) / Validity : None Ex ia G Zone 0 (Europa) / Validity : None Ex ia G Zone 0 (International) / Validity : None Ex ia G Zone 0 (Korea) / Validity : None Ex ia G Zone 0 (North America) / Validity : None Ex ia G Zone 0 (United Kingdom) / Validity : None Ex nA G Zone 2 (Europa) / Validity : None Ex nA G Zone 2 (International) / Validity : None Ex nA G Zone 2 (United Kingdom) / Validity : None Ex ia G Zone 0 (Europa) / Validity : None Ex ia G Zone 0 (International) / Validity : None Ex ia G Zone 0 (Korea) / Validity : None Ex ia G Zone 0 (North America) / Validity : None Ex ia G Zone 0 (United Kingdom) / Validity : None Ex nA G Zone 2 (Europa) / Validity : None Ex nA G Zone 2 (International) / Validity : None Ex nA G Zone 2 (United Kingdom) / Validity : None Ex ia G Zone 0 (Europa) / Validity : None Ex ia G Zone 0 (International) / Validity : None Ex ia G Zone 0 (Korea) / Validity : None Ex ia G Zone 0 (North America) / Validity : None Ex ia G Zone 0 (United Kingdom) / Validity : None Ex nA G Zone 2 (Europa) / Validity : None Ex nA G Zone 2 (International) / Validity : None Ex nA G Zone 2 (United Kingdom) / Validity : None Ex ia G Zone 0 (Europa) / Validity : None Ex ia G Zone 0 (International) / Validity : None Ex ia G Zone 0 (Korea) / Validity : None Ex ia G Zone 0 (North America) / Validity : None Ex ia G Zone 0 (United Kingdom) / Validity : None Ex ib G Zone 1 (Japan) / Validity : 22.08.2025 Ex nA G Zone 2 (Europa) / Validity : None Ex nA G Zone 2 (International) / Validity : None Ex nA G Zone 2 (United Kingdom) / Validity : None Ex ia G Zone 0 (Europa) / Validity : None Ex ia G Zone 0 (International) / Validity : None Ex ia G Zone 0 (Korea) / Validity : None Ex ia G Zone 0 (North America) / Validity : None Ex ia G Zone 0 (United Kingdom) / Validity : None Ex nA G Zone 2 (Europa) / Validity : None Ex nA G Zone 2 (International) / Validity : None Ex nA G Zone 2 (United Kingdom) / Validity : None Ex ia G Zone 0 (Europa) / Validity : None Ex ia G Zone 0 (International) / Validity : None Ex ia G Zone 0 (Korea) / Validity : None Ex ia G Zone 0 (North America) / Validity : None Ex ia G Zone 0 (United Kingdom) / Validity : None Ex nA G Zone 2 (Europa) / Validity : None Ex nA G Zone 2 (International) / Validity : None Ex nA G Zone 2 (United Kingdom) / Validity : None Ex ia G Zone 0 (Europa) / Validity : None Ex ia G Zone 0 (International) / Validity : None Ex ia G Zone 0 (Korea) / Validity : None Ex ia G Zone 0 (North America) / Validity : None Ex ia G Zone 0 (United Kingdom) / Validity : None Ex ib G Zone 1 (Japan) / Validity : 24.05.2024 Ex nA G Zone 2 (Europa) / Validity : None Ex nA G Zone 2 (International) / Validity : None Ex nA G Zone 2 (United Kingdom) / Validity : None Ex ia G Zone 0 (Europa) / Validity : None Ex ia G Zone 0 (International) / Validity : None Ex ia G Zone 0 (Korea) / Validity : None Ex ia G Zone 0 (North America) / Validity : None Ex ia G Zone 0 (United Kingdom) / Validity : None Ex nA G Zone 2 (Europa) / Validity : None Ex nA G Zone 2 (International) / Validity : None Ex nA G Zone 2 (United Kingdom) / Validity : None Ex ia G Zone 0 (Europa) / Validity : None Ex ia G Zone 0 (International) / Validity : None Ex ia G Zone 0 (Korea) / Validity : None Ex ia G Zone 0 (North America) / Validity : None Ex ia G Zone 0 (United Kingdom) / Validity : None Ex nA G Zone 2 (Europa) / Validity : None Ex nA G Zone 2 (International) / Validity : None Ex nA G Zone 2 (United Kingdom) / Validity : None Ex ia G Zone 0 (Europa) / Validity : None Ex ia G Zone 0 (International) / Validity : None Ex ia G Zone 0 (Korea) / Validity : None Ex ia G Zone 0 (North America) / Validity : None Ex ia G Zone 0 (United Kingdom) / Validity : None Ex nA G Zone 2 (Europa) / Validity : None Ex nA G Zone 2 (International) / Validity : None Ex nA G Zone 2 (United Kingdom) / Validity : None Ex ia G Zone 0 (Europa) / Validity : None Ex ia G Zone 0 (International) / Validity : None Ex ia G Zone 0 (Korea) / Validity : None Ex ia G Zone 0 (North America) / Validity : None Ex ia G Zone 0 (United Kingdom) / Validity : None Ex nA G Zone 2 (Europa) / Validity : None Ex nA G Zone 2 (International) / Validity : None Ex nA G Zone 2 (United Kingdom) / Validity : None Ex ia G Zone 0 (Europa) / Validity : None Ex ia G Zone 0 (International) / Validity : None Ex ia G Zone 0 (Korea) / Validity : None Ex ia G Zone 0 (North America) / Validity : None Ex ia G Zone 0 (United Kingdom) / Validity : None Ex nA G Zone 2 (Europa) / Validity : None Ex nA G Zone 2 (International) / Validity : None Ex nA G Zone 2 (United Kingdom) / Validity : None Ex ia G Zone 0 (Europa) / Validity : None Ex ia G Zone 0 (International) / Validity : None Ex ia G Zone 0 (Korea) / Validity : None Ex ia G Zone 0 (North America) / Validity : None Ex ia G Zone 0 (United Kingdom) / Validity : None Ex nA G Zone 2 (Europa) / Validity : None Ex nA G Zone 2 (International) / Validity : None Ex nA G Zone 2 (United Kingdom) / Validity : None Ex ia G Zone 0 (Europa) / Validity : None Ex ia G Zone 0 (International) / Validity : None Ex ia G Zone 0 (Korea) / Validity : None Ex ia G Zone 0 (North America) / Validity : None Ex ia G Zone 0 (United Kingdom) / Validity : None Ex nA G Zone 2 (Europa) / Validity : None Ex nA G Zone 2 (International) / Validity : None Ex nA G Zone 2 (United Kingdom) / Validity : None Ex ia G Zone 0 (Europa) / Validity : None Ex ia G Zone 0 (International) / Validity : None Ex ia G Zone 0 (Korea) / Validity : None Ex ia G Zone 0 (North America) / Validity : None Ex ia G Zone 0 (United Kingdom) / Validity : None Ex nA G Zone 2 (Europa) / Validity : None Ex nA G Zone 2 (International) / Validity : None Ex nA G Zone 2 (United Kingdom) / Validity : None Ex ia G Zone 0 (Europa) / Validity : None Ex ia G Zone 0 (International) / Validity : None Ex ia G Zone 0 (Korea) / Validity : None Ex ia G Zone 0 (North America) / Validity : None Ex ia G Zone 0 (United Kingdom) / Validity : None Ex nA G Zone 2 (Europa) / Validity : None Ex nA G Zone 2 (International) / Validity : None Ex nA G Zone 2 (United Kingdom) / Validity : None Ex ia G Zone 0 (Europa) / Validity : None Ex ia G Zone 0 (International) / Validity : None Ex ia G Zone 0 (Korea) / Validity : None Ex ia G Zone 0 (North America) / Validity : None Ex ia G Zone 0 (United Kingdom) / Validity : None Ex nA G Zone 2 (Europa) / Validity : None Ex nA G Zone 2 (International) / Validity : None Ex nA G Zone 2 (United Kingdom) / Validity : None Ex ia G Zone 0 (Europa) / Validity : None Ex ia G Zone 0 (International) / Validity : None Ex ia G Zone 0 (Korea) / Validity : None Ex ia G Zone 0 (North America) / Validity : None Ex ia G Zone 0 (United Kingdom) / Validity : None Ex nA G Zone 2 (Europa) / Validity : None Ex nA G Zone 2 (International) / Validity : None Ex nA G Zone 2 (United Kingdom) / Validity : None Ex ia G Zone 0 (Europa) / Validity : None Ex ia G Zone 0 (International) / Validity : None Ex ia G Zone 0 (Korea) / Validity : None Ex ia G Zone 0 (North America) / Validity : None Ex ia G Zone 0 (United Kingdom) / Validity : None Ex nA G Zone 2 (Europa) / Validity : None Ex nA G Zone 2 (International) / Validity : None Ex nA G Zone 2 (United Kingdom) / Validity : None Ex ia G Zone 0 (Europa) / Validity : None Ex ia G Zone 0 (International) / Validity : None Ex ia G Zone 0 (Korea) / Validity : None Ex ia G Zone 0 (North America) / Validity : None Ex ia G Zone 0 (United Kingdom) / Validity : None Ex nA G Zone 2 (Europa) / Validity : None Ex nA G Zone 2 (International) / Validity : None Ex nA G Zone 2 (United Kingdom) / Validity : None Ex ia G Zone 0 (Europa) / Validity : None Ex ia G Zone 0 (International) / Validity : None Ex ia G Zone 0 (Korea) / Validity : None Ex ia G Zone 0 (North America) / Validity : None Ex ia G Zone 0 (United Kingdom) / Validity : None Ex nA G Zone 2 (Europa) / Validity : None Ex nA G Zone 2 (International) / Validity : None Ex nA G Zone 2 (United Kingdom) / Validity : None Ex ia G Zone 0 (Europa) / Validity : None Ex ia G Zone 0 (International) / Validity : None Ex ia G Zone 0 (Korea) / Validity : None Ex ia G Zone 0 (North America) / Validity : None Ex ia G Zone 0 (United Kingdom) / Validity : None Ex nA G Zone 2 (Europa) / Validity : None Ex nA G Zone 2 (International) / Validity : None Ex nA G Zone 2 (United Kingdom) / Validity : None Ex ia G Zone 0 (Europa) / Validity : None Ex ia G Zone 0 (International) / Validity : None Ex ia G Zone 0 (Korea) / Validity : None Ex ia G Zone 0 (North America) / Validity : None Ex ia G Zone 0 (United Kingdom) / Validity : None Ex nA G Zone 2 (Europa) / Validity : None Ex nA G Zone 2 (International) / Validity : None Ex nA G Zone 2 (United Kingdom) / Validity : None Ex ia G Zone 0 (Europa) / Validity : None Ex ia G Zone 0 (International) / Validity : None Ex ia G Zone 0 (Korea) / Validity : None Ex ia G Zone 0 (North America) / Validity : None Ex ia G Zone 0 (United Kingdom) / Validity : None Ex nA G Zone 2 (Europa) / Validity : None Ex nA G Zone 2 (International) / Validity : None Ex nA G Zone 2 (United Kingdom) / Validity : None Ex ia G Zone 0 (Europa) / Validity : None Ex ia G Zone 0 (International) / Validity : None Ex ia G Zone 0 (Korea) / Validity : None Ex ia G Zone 0 (North America) / Validity : None Ex ia G Zone 0 (United Kingdom) / Validity : None Ex nA G Zone 2 (Europa) / Validity : None Ex nA G Zone 2 (International) / Validity : None Ex nA G Zone 2 (United Kingdom) / Validity : None Ex ia G Zone 0 (Europa) / Validity : None Ex ia G Zone 0 (International) / Validity : None Ex ia G Zone 0 (North America) / Validity : None Ex ia G Zone 0 (United Kingdom) / Validity : None Ex nA G Zone 2 (Europa) / Validity : None Ex nA G Zone 2 (International) / Validity : None Ex nA G Zone 2 (United Kingdom) / Validity : None Ex ia G Zone 0 (Europa) / Validity : None Ex ia G Zone 0 (International) / Validity : None Ex ia G Zone 0 (North America) / Validity : None Ex ia G Zone 0 (United Kingdom) / Validity : None Ex nA G Zone 2 (Europa) / Validity : None Ex nA G Zone 2 (International) / Validity : None Ex nA G Zone 2 (United Kingdom) / Validity : None Ex ia G Zone 0 (Europa) / Validity : None Ex ia G Zone 0 (International) / Validity : None Ex ia G Zone 0 (North America) / Validity : None Ex ia G Zone 0 (United Kingdom) / Validity : None Ex nA G Zone 2 (Europa) / Validity : None Ex nA G Zone 2 (International) / Validity : None Ex nA G Zone 2 (United Kingdom) / Validity : None Ex ia G Zone 0 (Europa) / Validity : None Ex ia G Zone 0 (International) / Validity : None Ex ia G Zone 0 (Korea) / Validity : None Ex ia G Zone 0 (North America) / Validity : None Ex ia G Zone 0 (United Kingdom) / Validity : None Ex nA G Zone 2 (Europa) / Validity : None Ex nA G Zone 2 (International) / Validity : None Ex nA G Zone 2 (United Kingdom) / Validity : None Ex ia G Zone 0 (Europa) / Validity : None Ex ia G Zone 0 (International) / Validity : None Ex ia G Zone 0 (North America) / Validity : None Ex ia G Zone 0 (Russia, Belarus, Kyrgyzstan, Armenia, Kazakhstan) / Validity : 18.02.2026 Ex nA G Zone 2 (Europa) / Validity : None Ex nA G Zone 2 (International) / Validity : None Ex nA G Zone 2 (North America) / Validity : None Ex nA G Zone 2 (Russia, Belarus, Kyrgyzstan, Armenia, Kazakhstan) / Validity : 18.02.2026
CP546-031 | 143-546-000-03x | CP546-031 Piezoelectric Dynamic Pressure Sensor | GaPO4 pressure sensor, matching IPC 704_511,-70°C to 650°C, 90 pC/bar, nominal pressure 0 to 50 bar, maximal pressure 100 bar, 1240 mm integral MI cable, Lemo type 0 connector, Ex approved | CPxxx, IPC707, GSI127, EC153, MA Seal, ABAxxx, JB105, JB116 | Ex ia G Zone 0 (Europa) / Validity : None Ex ia G Zone 0 (International) / Validity : None Ex ia G Zone 0 (Korea) / Validity : None Ex ia G Zone 0 (North America) / Validity : None Ex ia G Zone 0 (United Kingdom) / Validity : None Ex nA G Zone 2 (Europa) / Validity : None Ex nA G Zone 2 (International) / Validity : None Ex nA G Zone 2 (United Kingdom) / Validity : None Ex ia G Zone 0 (Europa) / Validity : None Ex ia G Zone 0 (International) / Validity : None Ex ia G Zone 0 (Korea) / Validity : None Ex ia G Zone 0 (North America) / Validity : None Ex ia G Zone 0 (United Kingdom) / Validity : None Ex nA G Zone 2 (Europa) / Validity : None Ex nA G Zone 2 (International) / Validity : None Ex nA G Zone 2 (United Kingdom) / Validity : None Ex ia G Zone 0 (Europa) / Validity : None Ex ia G Zone 0 (International) / Validity : None Ex ia G Zone 0 (Korea) / Validity : None Ex ia G Zone 0 (North America) / Validity : None Ex ia G Zone 0 (United Kingdom) / Validity : None Ex nA G Zone 2 (Europa) / Validity : None Ex nA G Zone 2 (International) / Validity : None Ex nA G Zone 2 (United Kingdom) / Validity : None Ex ia G Zone 0 (Europa) / Validity : None Ex ia G Zone 0 (International) / Validity : None Ex ia G Zone 0 (Korea) / Validity : None Ex ia G Zone 0 (North America) / Validity : None Ex ia G Zone 0 (United Kingdom) / Validity : None Ex nA G Zone 2 (Europa) / Validity : None Ex nA G Zone 2 (International) / Validity : None Ex nA G Zone 2 (United Kingdom) / Validity : None Ex ia G Zone 0 (Europa) / Validity : None Ex ia G Zone 0 (International) / Validity : None Ex ia G Zone 0 (Korea) / Validity : None Ex ia G Zone 0 (North America) / Validity : None Ex ia G Zone 0 (United Kingdom) / Validity : None Ex nA G Zone 2 (Europa) / Validity : None Ex nA G Zone 2 (International) / Validity : None Ex nA G Zone 2 (United Kingdom) / Validity : None Ex ia G Zone 0 (Europa) / Validity : None Ex ia G Zone 0 (International) / Validity : None Ex ia G Zone 0 (Korea) / Validity : None Ex ia G Zone 0 (North America) / Validity : None Ex ia G Zone 0 (United Kingdom) / Validity : None Ex nA G Zone 2 (Europa) / Validity : None Ex nA G Zone 2 (International) / Validity : None Ex nA G Zone 2 (United Kingdom) / Validity : None Ex ia G Zone 0 (Europa) / Validity : None Ex ia G Zone 0 (International) / Validity : None Ex ia G Zone 0 (Korea) / Validity : None Ex ia G Zone 0 (North America) / Validity : None Ex ia G Zone 0 (United Kingdom) / Validity : None Ex nA G Zone 2 (Europa) / Validity : None Ex nA G Zone 2 (International) / Validity : None Ex nA G Zone 2 (United Kingdom) / Validity : None Ex ia G Zone 0 (Europa) / Validity : None Ex ia G Zone 0 (International) / Validity : None Ex ia G Zone 0 (Korea) / Validity : None Ex ia G Zone 0 (North America) / Validity : None Ex ia G Zone 0 (United Kingdom) / Validity : None Ex nA G Zone 2 (Europa) / Validity : None Ex nA G Zone 2 (International) / Validity : None Ex nA G Zone 2 (United Kingdom) / Validity : None Ex ia G Zone 0 (Europa) / Validity : None Ex ia G Zone 0 (International) / Validity : None Ex ia G Zone 0 (Korea) / Validity : None Ex ia G Zone 0 (North America) / Validity : None Ex ia G Zone 0 (United Kingdom) / Validity : None Ex nA G Zone 2 (Europa) / Validity : None Ex nA G Zone 2 (International) / Validity : None Ex nA G Zone 2 (United Kingdom) / Validity : None Ex ia G Zone 0 (Europa) / Validity : None Ex ia G Zone 0 (International) / Validity : None Ex ia G Zone 0 (Korea) / Validity : None Ex ia G Zone 0 (North America) / Validity : None Ex ia G Zone 0 (United Kingdom) / Validity : None Ex nA G Zone 2 (Europa) / Validity : None Ex nA G Zone 2 (International) / Validity : None Ex nA G Zone 2 (United Kingdom) / Validity : None Ex ia G Zone 0 (Europa) / Validity : None Ex ia G Zone 0 (International) / Validity : None Ex ia G Zone 0 (Korea) / Validity : None Ex ia G Zone 0 (North America) / Validity : None Ex ia G Zone 0 (United Kingdom) / Validity : None Ex nA G Zone 2 (Europa) / Validity : None Ex nA G Zone 2 (International) / Validity : None Ex nA G Zone 2 (United Kingdom) / Validity : None Ex ia G Zone 0 (Europa) / Validity : None Ex ia G Zone 0 (International) / Validity : None Ex ia G Zone 0 (Korea) / Validity : None Ex ia G Zone 0 (North America) / Validity : None Ex ia G Zone 0 (United Kingdom) / Validity : None Ex nA G Zone 2 (Europa) / Validity : None Ex nA G Zone 2 (International) / Validity : None Ex nA G Zone 2 (United Kingdom) / Validity : None Ex ia G Zone 0 (Europa) / Validity : None Ex ia G Zone 0 (International) / Validity : None Ex ia G Zone 0 (Korea) / Validity : None Ex ia G Zone 0 (North America) / Validity : None Ex ia G Zone 0 (United Kingdom) / Validity : None Ex nA G Zone 2 (Europa) / Validity : None Ex nA G Zone 2 (International) / Validity : None Ex nA G Zone 2 (United Kingdom) / Validity : None Ex ia G Zone 0 (Europa) / Validity : None Ex ia G Zone 0 (International) / Validity : None Ex ia G Zone 0 (Korea) / Validity : None Ex ia G Zone 0 (North America) / Validity : None Ex ia G Zone 0 (United Kingdom) / Validity : None Ex nA G Zone 2 (Europa) / Validity : None Ex nA G Zone 2 (International) / Validity : None Ex nA G Zone 2 (United Kingdom) / Validity : None Ex ia G Zone 0 (Europa) / Validity : None Ex ia G Zone 0 (International) / Validity : None Ex ia G Zone 0 (Korea) / Validity : None Ex ia G Zone 0 (North America) / Validity : None Ex ia G Zone 0 (United Kingdom) / Validity : None Ex nA G Zone 2 (Europa) / Validity : None Ex nA G Zone 2 (International) / Validity : None Ex nA G Zone 2 (United Kingdom) / Validity : None Ex ia G Zone 0 (Europa) / Validity : None Ex ia G Zone 0 (International) / Validity : None Ex ia G Zone 0 (Korea) / Validity : None Ex ia G Zone 0 (North America) / Validity : None Ex ia G Zone 0 (United Kingdom) / Validity : None Ex nA G Zone 2 (Europa) / Validity : None Ex nA G Zone 2 (International) / Validity : None Ex nA G Zone 2 (United Kingdom) / Validity : None Ex ia G Zone 0 (Europa) / Validity : None Ex ia G Zone 0 (International) / Validity : None Ex ia G Zone 0 (Korea) / Validity : None Ex ia G Zone 0 (North America) / Validity : None Ex ia G Zone 0 (United Kingdom) / Validity : None Ex nA G Zone 2 (Europa) / Validity : None Ex nA G Zone 2 (International) / Validity : None Ex nA G Zone 2 (United Kingdom) / Validity : None Ex ia G Zone 0 (Europa) / Validity : None Ex ia G Zone 0 (International) / Validity : None Ex ia G Zone 0 (Korea) / Validity : None Ex ia G Zone 0 (North America) / Validity : None Ex ia G Zone 0 (United Kingdom) / Validity : None Ex nA G Zone 2 (Europa) / Validity : None Ex nA G Zone 2 (International) / Validity : None Ex nA G Zone 2 (United Kingdom) / Validity : None Ex ia G Zone 0 (Europa) / Validity : None Ex ia G Zone 0 (International) / Validity : None Ex ia G Zone 0 (Korea) / Validity : None Ex ia G Zone 0 (North America) / Validity : None Ex ia G Zone 0 (United Kingdom) / Validity : None Ex nA G Zone 2 (Europa) / Validity : None Ex nA G Zone 2 (International) / Validity : None Ex nA G Zone 2 (United Kingdom) / Validity : None Ex ia G Zone 0 (Europa) / Validity : None Ex ia G Zone 0 (International) / Validity : None Ex ia G Zone 0 (Korea) / Validity : None Ex ia G Zone 0 (North America) / Validity : None Ex ia G Zone 0 (United Kingdom) / Validity : None Ex nA G Zone 2 (Europa) / Validity : None Ex nA G Zone 2 (International) / Validity : None Ex nA G Zone 2 (United Kingdom) / Validity : None Ex ia G Zone 0 (Europa) / Validity : None Ex ia G Zone 0 (International) / Validity : None Ex ia G Zone 0 (Korea) / Validity : None Ex ia G Zone 0 (North America) / Validity : None Ex ia G Zone 0 (United Kingdom) / Validity : None Ex nA G Zone 2 (Europa) / Validity : None Ex nA G Zone 2 (International) / Validity : None Ex nA G Zone 2 (United Kingdom) / Validity : None Ex ia G Zone 0 (Europa) / Validity : None Ex ia G Zone 0 (International) / Validity : None Ex ia G Zone 0 (Korea) / Validity : None Ex ia G Zone 0 (North America) / Validity : None Ex ia G Zone 0 (United Kingdom) / Validity : None Ex nA G Zone 2 (Europa) / Validity : None Ex nA G Zone 2 (International) / Validity : None Ex nA G Zone 2 (United Kingdom) / Validity : None Ex ia G Zone 0 (Europa) / Validity : None Ex ia G Zone 0 (International) / Validity : None Ex ia G Zone 0 (Korea) / Validity : None Ex ia G Zone 0 (North America) / Validity : None Ex ia G Zone 0 (United Kingdom) / Validity : None Ex nA G Zone 2 (Europa) / Validity : None Ex nA G Zone 2 (International) / Validity : None Ex nA G Zone 2 (United Kingdom) / Validity : None Ex ia G Zone 0 (Europa) / Validity : None Ex ia G Zone 0 (International) / Validity : None Ex ia G Zone 0 (Korea) / Validity : None Ex ia G Zone 0 (North America) / Validity : None Ex ia G Zone 0 (United Kingdom) / Validity : None Ex nA G Zone 2 (Europa) / Validity : None Ex nA G Zone 2 (International) / Validity : None Ex nA G Zone 2 (United Kingdom) / Validity : None Ex ia G Zone 0 (Europa) / Validity : None Ex ia G Zone 0 (International) / Validity : None Ex ia G Zone 0 (Korea) / Validity : None Ex ia G Zone 0 (North America) / Validity : None Ex ia G Zone 0 (United Kingdom) / Validity : None Ex nA G Zone 2 (Europa) / Validity : None Ex nA G Zone 2 (International) / Validity : None Ex nA G Zone 2 (United Kingdom) / Validity : None Ex ia G Zone 0 (Europa) / Validity : None Ex ia G Zone 0 (International) / Validity : None Ex ia G Zone 0 (North America) / Validity : None Ex ia G Zone 0 (United Kingdom) / Validity : None Ex nA G Zone 2 (Europa) / Validity : None Ex nA G Zone 2 (International) / Validity : None Ex nA G Zone 2 (United Kingdom) / Validity : None Ex ia G Zone 0 (Europa) / Validity : None Ex ia G Zone 0 (International) / Validity : None Ex ia G Zone 0 (North America) / Validity : None Ex ia G Zone 0 (United Kingdom) / Validity : None Ex nA G Zone 2 (Europa) / Validity : None Ex nA G Zone 2 (International) / Validity : None Ex nA G Zone 2 (United Kingdom) / Validity : None Ex ia G Zone 0 (Europa) / Validity : None Ex ia G Zone 0 (International) / Validity : None Ex ia G Zone 0 (North America) / Validity : None Ex ia G Zone 0 (United Kingdom) / Validity : None Ex nA G Zone 2 (Europa) / Validity : None Ex nA G Zone 2 (International) / Validity : None Ex nA G Zone 2 (United Kingdom) / Validity : None Ex ia G Zone 0 (Europa) / Validity : None Ex ia G Zone 0 (International) / Validity : None Ex ia G Zone 0 (North America) / Validity : None Ex ia G Zone 0 (United Kingdom) / Validity : None Ex nA G Zone 2 (Europa) / Validity : None Ex nA G Zone 2 (International) / Validity : None Ex nA G Zone 2 (United Kingdom) / Validity : None Ex ia G Zone 0 (Europa) / Validity : None Ex ia G Zone 0 (International) / Validity : None Ex ia G Zone 0 (Korea) / Validity : None Ex ia G Zone 0 (North America) / Validity : None Ex ia G Zone 0 (United Kingdom) / Validity : None Ex nA G Zone 2 (Europa) / Validity : None Ex nA G Zone 2 (International) / Validity : None Ex nA G Zone 2 (United Kingdom) / Validity : None Ex ia G Zone 0 (Europa) / Validity : None Ex ia G Zone 0 (International) / Validity : None Ex ia G Zone 0 (Korea) / Validity : None Ex ia G Zone 0 (North America) / Validity : None Ex ia G Zone 0 (United Kingdom) / Validity : None Ex nA G Zone 2 (Europa) / Validity : None Ex nA G Zone 2 (International) / Validity : None Ex nA G Zone 2 (United Kingdom) / Validity : None Ex ia G Zone 0 (Europa) / Validity : None Ex ia G Zone 0 (International) / Validity : None Ex ia G Zone 0 (Korea) / Validity : None Ex ia G Zone 0 (North America) / Validity : None Ex ia G Zone 0 (United Kingdom) / Validity : None Ex nA G Zone 2 (Europa) / Validity : None Ex nA G Zone 2 (International) / Validity : None Ex nA G Zone 2 (United Kingdom) / Validity : None Ex ia G Zone 0 (Europa) / Validity : None Ex ia G Zone 0 (International) / Validity : None Ex ia G Zone 0 (Korea) / Validity : None Ex ia G Zone 0 (North America) / Validity : None Ex ia G Zone 0 (United Kingdom) / Validity : None Ex nA G Zone 2 (Europa) / Validity : None Ex nA G Zone 2 (International) / Validity : None Ex nA G Zone 2 (United Kingdom) / Validity : None Ex ia G Zone 0 (Europa) / Validity : None Ex ia G Zone 0 (International) / Validity : None Ex ia G Zone 0 (Korea) / Validity : None Ex ia G Zone 0 (North America) / Validity : None Ex ia G Zone 0 (United Kingdom) / Validity : None Ex nA G Zone 2 (Europa) / Validity : None Ex nA G Zone 2 (International) / Validity : None Ex nA G Zone 2 (United Kingdom) / Validity : None Ex ia G Zone 0 (Europa) / Validity : None Ex ia G Zone 0 (International) / Validity : None Ex ia G Zone 0 (Korea) / Validity : None Ex ia G Zone 0 (North America) / Validity : None Ex ia G Zone 0 (United Kingdom) / Validity : None Ex ib G Zone 1 (Japan) / Validity : 22.08.2025 Ex nA G Zone 2 (Europa) / Validity : None Ex nA G Zone 2 (International) / Validity : None Ex nA G Zone 2 (United Kingdom) / Validity : None Ex ia G Zone 0 (Europa) / Validity : None Ex ia G Zone 0 (International) / Validity : None Ex ia G Zone 0 (Korea) / Validity : None Ex ia G Zone 0 (North America) / Validity : None Ex ia G Zone 0 (United Kingdom) / Validity : None Ex nA G Zone 2 (Europa) / Validity : None Ex nA G Zone 2 (International) / Validity : None Ex nA G Zone 2 (United Kingdom) / Validity : None Ex ia G Zone 0 (Europa) / Validity : None Ex ia G Zone 0 (International) / Validity : None Ex ia G Zone 0 (Korea) / Validity : None Ex ia G Zone 0 (North America) / Validity : None Ex ia G Zone 0 (United Kingdom) / Validity : None Ex nA G Zone 2 (Europa) / Validity : None Ex nA G Zone 2 (International) / Validity : None Ex nA G Zone 2 (United Kingdom) / Validity : None Ex ia G Zone 0 (Europa) / Validity : None Ex ia G Zone 0 (International) / Validity : None Ex ia G Zone 0 (Korea) / Validity : None Ex ia G Zone 0 (North America) / Validity : None Ex ia G Zone 0 (United Kingdom) / Validity : None Ex ib G Zone 1 (Japan) / Validity : 24.05.2024 Ex nA G Zone 2 (Europa) / Validity : None Ex nA G Zone 2 (International) / Validity : None Ex nA G Zone 2 (United Kingdom) / Validity : None Ex ia G Zone 0 (Europa) / Validity : None Ex ia G Zone 0 (International) / Validity : None Ex ia G Zone 0 (Korea) / Validity : None Ex ia G Zone 0 (North America) / Validity : None Ex ia G Zone 0 (United Kingdom) / Validity : None Ex nA G Zone 2 (Europa) / Validity : None Ex nA G Zone 2 (International) / Validity : None Ex nA G Zone 2 (United Kingdom) / Validity : None Ex ia G Zone 0 (Europa) / Validity : None Ex ia G Zone 0 (International) / Validity : None Ex ia G Zone 0 (Korea) / Validity : None Ex ia G Zone 0 (North America) / Validity : None Ex ia G Zone 0 (United Kingdom) / Validity : None Ex nA G Zone 2 (Europa) / Validity : None Ex nA G Zone 2 (International) / Validity : None Ex nA G Zone 2 (United Kingdom) / Validity : None Ex ia G Zone 0 (Europa) / Validity : None Ex ia G Zone 0 (International) / Validity : None Ex ia G Zone 0 (Korea) / Validity : None Ex ia G Zone 0 (North America) / Validity : None Ex ia G Zone 0 (United Kingdom) / Validity : None Ex nA G Zone 2 (Europa) / Validity : None Ex nA G Zone 2 (International) / Validity : None Ex nA G Zone 2 (United Kingdom) / Validity : None Ex ia G Zone 0 (Europa) / Validity : None Ex ia G Zone 0 (International) / Validity : None Ex ia G Zone 0 (Korea) / Validity : None Ex ia G Zone 0 (North America) / Validity : None Ex ia G Zone 0 (United Kingdom) / Validity : None Ex nA G Zone 2 (Europa) / Validity : None Ex nA G Zone 2 (International) / Validity : None Ex nA G Zone 2 (United Kingdom) / Validity : None Ex ia G Zone 0 (Europa) / Validity : None Ex ia G Zone 0 (International) / Validity : None Ex ia G Zone 0 (Korea) / Validity : None Ex ia G Zone 0 (North America) / Validity : None Ex ia G Zone 0 (United Kingdom) / Validity : None Ex nA G Zone 2 (Europa) / Validity : None Ex nA G Zone 2 (International) / Validity : None Ex nA G Zone 2 (United Kingdom) / Validity : None Ex ia G Zone 0 (Europa) / Validity : None Ex ia G Zone 0 (International) / Validity : None Ex ia G Zone 0 (Korea) / Validity : None Ex ia G Zone 0 (North America) / Validity : None Ex ia G Zone 0 (United Kingdom) / Validity : None Ex nA G Zone 2 (Europa) / Validity : None Ex nA G Zone 2 (International) / Validity : None Ex nA G Zone 2 (United Kingdom) / Validity : None Ex ia G Zone 0 (Europa) / Validity : None Ex ia G Zone 0 (International) / Validity : None Ex ia G Zone 0 (Korea) / Validity : None Ex ia G Zone 0 (North America) / Validity : None Ex ia G Zone 0 (United Kingdom) / Validity : None Ex nA G Zone 2 (Europa) / Validity : None Ex nA G Zone 2 (International) / Validity : None Ex nA G Zone 2 (United Kingdom) / Validity : None Ex ia G Zone 0 (Europa) / Validity : None Ex ia G Zone 0 (International) / Validity : None Ex ia G Zone 0 (Korea) / Validity : None Ex ia G Zone 0 (North America) / Validity : None Ex ia G Zone 0 (United Kingdom) / Validity : None Ex nA G Zone 2 (Europa) / Validity : None Ex nA G Zone 2 (International) / Validity : None Ex nA G Zone 2 (United Kingdom) / Validity : None Ex ia G Zone 0 (Europa) / Validity : None Ex ia G Zone 0 (International) / Validity : None Ex ia G Zone 0 (Korea) / Validity : None Ex ia G Zone 0 (North America) / Validity : None Ex ia G Zone 0 (United Kingdom) / Validity : None Ex nA G Zone 2 (Europa) / Validity : None Ex nA G Zone 2 (International) / Validity : None Ex nA G Zone 2 (United Kingdom) / Validity : None Ex ia G Zone 0 (Europa) / Validity : None Ex ia G Zone 0 (International) / Validity : None Ex ia G Zone 0 (Korea) / Validity : None Ex ia G Zone 0 (North America) / Validity : None Ex ia G Zone 0 (United Kingdom) / Validity : None Ex nA G Zone 2 (Europa) / Validity : None Ex nA G Zone 2 (International) / Validity : None Ex nA G Zone 2 (United Kingdom) / Validity : None Ex ia G Zone 0 (Europa) / Validity : None Ex ia G Zone 0 (International) / Validity : None Ex ia G Zone 0 (Korea) / Validity : None Ex ia G Zone 0 (North America) / Validity : None Ex ia G Zone 0 (United Kingdom) / Validity : None Ex nA G Zone 2 (Europa) / Validity : None Ex nA G Zone 2 (International) / Validity : None Ex nA G Zone 2 (United Kingdom) / Validity : None Ex ia G Zone 0 (Europa) / Validity : None Ex ia G Zone 0 (International) / Validity : None Ex ia G Zone 0 (Korea) / Validity : None Ex ia G Zone 0 (North America) / Validity : None Ex ia G Zone 0 (United Kingdom) / Validity : None Ex nA G Zone 2 (Europa) / Validity : None Ex nA G Zone 2 (International) / Validity : None Ex nA G Zone 2 (United Kingdom) / Validity : None Ex ia G Zone 0 (Europa) / Validity : None Ex ia G Zone 0 (International) / Validity : None Ex ia G Zone 0 (Korea) / Validity : None Ex ia G Zone 0 (North America) / Validity : None Ex ia G Zone 0 (United Kingdom) / Validity : None Ex nA G Zone 2 (Europa) / Validity : None Ex nA G Zone 2 (International) / Validity : None Ex nA G Zone 2 (United Kingdom) / Validity : None Ex ia G Zone 0 (Europa) / Validity : None Ex ia G Zone 0 (International) / Validity : None Ex ia G Zone 0 (Korea) / Validity : None Ex ia G Zone 0 (North America) / Validity : None Ex ia G Zone 0 (United Kingdom) / Validity : None Ex nA G Zone 2 (Europa) / Validity : None Ex nA G Zone 2 (International) / Validity : None Ex nA G Zone 2 (United Kingdom) / Validity : None Ex ia G Zone 0 (Europa) / Validity : None Ex ia G Zone 0 (International) / Validity : None Ex ia G Zone 0 (Korea) / Validity : None Ex ia G Zone 0 (North America) / Validity : None Ex ia G Zone 0 (United Kingdom) / Validity : None Ex nA G Zone 2 (Europa) / Validity : None Ex nA G Zone 2 (International) / Validity : None Ex nA G Zone 2 (United Kingdom) / Validity : None Ex ia G Zone 0 (Europa) / Validity : None Ex ia G Zone 0 (International) / Validity : None Ex ia G Zone 0 (Korea) / Validity : None Ex ia G Zone 0 (North America) / Validity : None Ex ia G Zone 0 (United Kingdom) / Validity : None Ex nA G Zone 2 (Europa) / Validity : None Ex nA G Zone 2 (International) / Validity : None Ex nA G Zone 2 (United Kingdom) / Validity : None Ex ia G Zone 0 (Europa) / Validity : None Ex ia G Zone 0 (International) / Validity : None Ex ia G Zone 0 (Korea) / Validity : None Ex ia G Zone 0 (North America) / Validity : None Ex ia G Zone 0 (United Kingdom) / Validity : None Ex nA G Zone 2 (Europa) / Validity : None Ex nA G Zone 2 (International) / Validity : None Ex nA G Zone 2 (United Kingdom) / Validity : None Ex ia G Zone 0 (Europa) / Validity : None Ex ia G Zone 0 (International) / Validity : None Ex ia G Zone 0 (Korea) / Validity : None Ex ia G Zone 0 (North America) / Validity : None Ex ia G Zone 0 (United Kingdom) / Validity : None Ex nA G Zone 2 (Europa) / Validity : None Ex nA G Zone 2 (International) / Validity : None Ex nA G Zone 2 (United Kingdom) / Validity : None Ex ia G Zone 0 (Europa) / Validity : None Ex ia G Zone 0 (International) / Validity : None Ex ia G Zone 0 (North America) / Validity : None Ex ia G Zone 0 (United Kingdom) / Validity : None Ex nA G Zone 2 (Europa) / Validity : None Ex nA G Zone 2 (International) / Validity : None Ex nA G Zone 2 (United Kingdom) / Validity : None Ex ia G Zone 0 (Europa) / Validity : None Ex ia G Zone 0 (International) / Validity : None Ex ia G Zone 0 (North America) / Validity : None Ex ia G Zone 0 (United Kingdom) / Validity : None Ex nA G Zone 2 (Europa) / Validity : None Ex nA G Zone 2 (International) / Validity : None Ex nA G Zone 2 (United Kingdom) / Validity : None Ex ia G Zone 0 (Europa) / Validity : None Ex ia G Zone 0 (International) / Validity : None Ex ia G Zone 0 (North America) / Validity : None Ex ia G Zone 0 (United Kingdom) / Validity : None Ex nA G Zone 2 (Europa) / Validity : None Ex nA G Zone 2 (International) / Validity : None Ex nA G Zone 2 (United Kingdom) / Validity : None Ex ia G Zone 0 (Europa) / Validity : None Ex ia G Zone 0 (International) / Validity : None Ex ia G Zone 0 (Korea) / Validity : None Ex ia G Zone 0 (North America) / Validity : None Ex ia G Zone 0 (United Kingdom) / Validity : None Ex nA G Zone 2 (Europa) / Validity : None Ex nA G Zone 2 (International) / Validity : None Ex nA G Zone 2 (United Kingdom) / Validity : None Ex ia G Zone 0 (Europa) / Validity : None Ex ia G Zone 0 (International) / Validity : None Ex ia G Zone 0 (North America) / Validity : None Ex ia G Zone 0 (Russia, Belarus, Kyrgyzstan, Armenia, Kazakhstan) / Validity : 18.02.2026 Ex nA G Zone 2 (Europa) / Validity : None Ex nA G Zone 2 (International) / Validity : None Ex nA G Zone 2 (North America) / Validity : None Ex nA G Zone 2 (Russia, Belarus, Kyrgyzstan, Armenia, Kazakhstan) / Validity : 18.02.2026
CP702-01x | 143-702-000-01x | CP702-01x Dynamic Pressure Sensor | MC2 based sensing element, -55°C to +700°C, 229 pC/bar, 5 m integral MI cable, VM 7/16" high temp connector, Ex approved | CPxxx, GSI127, IPC707, EC069, EC112, EC119, EC222, CG505, ABAxxx, JB105, JB116 | Ex ia G Zone 0 (Europa) / Validity : None Ex ia G Zone 0 (International) / Validity : None Ex ia G Zone 0 (North America) / Validity : None Ex ia G Zone 0 (Russia, Belarus, Kyrgyzstan, Armenia, Kazakhstan) / Validity : 18.02.2026 Ex nA G Zone 2 (Europa) / Validity : None Ex nA G Zone 2 (International) / Validity : None Ex nA G Zone 2 (North America) / Validity : None Ex nA G Zone 2 (Russia, Belarus, Kyrgyzstan, Armenia, Kazakhstan) / Validity : 18.02.2026
CV211 | CV211-A0-B1-C1-E050-F0-G000 | CV211 Velocity Transducer | A0: Version = Standard (-25 to +80 °C) B1: Measuring direction = Horizontal C1: Cable output = Axial E050: Integral cable = 5 m F0: Cable protection = Without G000: Protection length = Without | CV211 | No
CV211 | CV211-A0-B1-C1-E050-F1-G048 | CV211 Velocity Transducer | A0: Version = Standard (-25 to +80 °C) B1: Measuring direction = Horizontal C1: Cable output = Axial E050: Integral cable = 5 m F1: Cable protection = With G048: Protection length = 4.8 m | CV211 | No
CV211 | CV211-A0-B1-C1-E100-F0-G000 | CV211 Velocity Transducer | A0: Version = Standard (-25 to +80 °C) B1: Measuring direction = Horizontal C1: Cable output = Axial E100: Integral cable = 10 m F0: Cable protection = Without G000: Protection length = Without | CV211 | No
CV211 | CV211-A0-B1-C1-E100-F1-G098 | CV211 Velocity Transducer | A0: Version = Standard (-25 to +80 °C) B1: Measuring direction = Horizontal C1: Cable output = Axial E100: Integral cable = 10 m F1: Cable protection = With G098: Protection length = 9.8 m | CV211 | No
CV211 | CV211-A0-B1-C2-E050-F1-G048 | CV211 Velocity Transducer | A0: Version = Standard (-25 to +80 °C) B1: Measuring direction = Horizontal C2: Cable output = Radial E050: Integral cable = 5 m F1: Cable protection = With G048: Protection length = 4.8 m | CV211 | No
CV211 | CV211-A0-B1-C2-E100-F1-G098 | CV211 Velocity Transducer | A0: Version = Standard (-25 to +80 °C) B1: Measuring direction = Horizontal C2: Cable output = Radial E100: Integral cable = 10 m F1: Cable protection = With G098: Protection length = 9.8 m | CV211 | No
CV211 | CV211-A0-B1-C3-E000-F0-G000 | CV211 Velocity Transducer | A0: Version = Standard (-25 to +80 °C) B1: Measuring direction = Horizontal C3: Cable output = Connector E000: Integral cable = No cable F0: Cable protection = Without G000: Protection length = Without | CV211 | No
CV211 | CV211-A0-B2-C1-E050-F0-G000 | CV211 Velocity Transducer | A0: Version = Standard (-25 to +80 °C) B2: Measuring direction = Vertical C1: Cable output = Axial E050: Integral cable = 5 m F0: Cable protection = Without G000: Protection length = Without | CV211 | No
CV211 | CV211-A0-B2-C1-E100-F0-G000 | CV211 Velocity Transducer | A0: Version = Standard (-25 to +80 °C) B2: Measuring direction = Vertical C1: Cable output = Axial E100: Integral cable = 10 m F0: Cable protection = Without G000: Protection length = Without | CV211 | No
CV211 | CV211-A0-B2-C2-E050-F1-G048 | CV211 Velocity Transducer | A0: Version = Standard (-25 to +80 °C) B2: Measuring direction = Vertical C2: Cable output = Radial E050: Integral cable = 5 m F1: Cable protection = With G048: Protection length = 4.8 m | CV211 | No
CV211 | CV211-A0-B2-C3-E000-F0-G000 | CV211 Velocity Transducer | A0: Version = Standard (-25 to +80 °C) B2: Measuring direction = Vertical C3: Cable output = Connector E000: Integral cable = No cable F0: Cable protection = Without G000: Protection length = Without | CV211 | No
CV211 | CV211-A0-B3-C3-E000-F0-G000 | CV211 Velocity Transducer | A0: Version = Standard (-25 to +80 °C) B3: Measuring direction = All mounting direction (360°) C3: Cable output = Connector E000: Integral cable = No cable F0: Cable protection = Without G000: Protection length = Without | CV211 | No
CV213 | 110-213-000-01x | CV213 Velocity Transducer | -29°C to +204°C, 20mV/mm/s, mounting thread 1/2 - 20UNF, MIL-C-5015 connector, natural frequency 10 Hz, Ex approved | GSI127, ED120, JB105, JB116 | Ex ia G Zone 0 (Europa) / Validity : None Ex ia G Zone 0 (Korea) / Validity : None Ex ia G Zone 0 (North America) / Validity : None Ex ia G Zone 0 (Russia, Belarus, Kyrgyzstan, Armenia, Kazakhstan) / Validity : 18.02.2026
CV214 | 110-214-000-01x | CV214 Velocity Transducer | -29°C to +121°C, 20mV/mm/s, mounting thread 1/2 - 20UNF, MIL-C-5015 connector, natural frequency 10 Hz, Ex approved | GSI127, ED121, JB105, JB116 | Ex ia G Zone 0 (Europa) / Validity : None Ex ia G Zone 0 (Korea) / Validity : None Ex ia G Zone 0 (North America) / Validity : None Ex ia G Zone 0 (Russia, Belarus, Kyrgyzstan, Armenia, Kazakhstan) / Validity : 18.02.2026
CVS100 | CVS100-A01-B01-C02-D01-E0 | CVS100 Vibration Switch with accelerometer | A01: Version = Standard B01: Material = Aluminium C02: Relais = 2 D01: Terminals = Spring E0: Measuring direction = Not applicable | CVS100 | No
CVS100 | CVS100-A02-B02-C02-D02-E0 | CVS100 Vibration Switch with accelerometer | A02: Version = EX (ATEX / IECEx) EPS 22 ATEX 1 192 X : II 2G Ex db IIC T6 Gb / II 2D Ex tb IIIC T100°C Db IECEx EPS 22.0034X : Ex db IIC T6 Gb / Ex tb IIIC T100°C Db B02: Material = Stainless Steel C02: Relais = 2 D02: Terminals = Screw E0: Measuring direction = Not applicable | CVS100 | EPS 22 ATEX 1 192 X : II 2G Ex db IIC T6 Gb / II 2D Ex tb IIIC T100°C Db IECEx EPS 22.0034X : Ex db IIC T6 Gb / Ex tb IIIC T100°C Db
CVS100 | CVS100-A08-B01-C02-D01-E1 | CVS100 Vibration Switch with velocity sensor | A08: Version = M2 (standard environment only) B01: Material = Aluminium C02: Relais = 2 D01: Terminals = Spring E1: Measuring direction = Horizontal | CVS100 | No
CVS100 | CVS100-A09-B01-C01-D01-E1 | CVS100 Vibration Switch with velocity sensor | A09: Version = LC (standard environment only) B01: Material = Aluminium C01: Relais = 1 D01: Terminals = Spring E1: Measuring direction = Horizontal | CVS100 | No
CVS100 | CVS100-A09-B01-C01-D01-E2 | CVS100 Vibration Switch with velocity sensor | A09: Version = LC (standard environment only) B01: Material = Aluminium C01: Relais = 1 D01: Terminals = Spring E2: Measuring direction = Vertical | CVS100 | No
DIC413 | 241-413-000-02x | DIC413 Ice detection transducer Signal Conditioner | De-icing controller for EW 140, OK-system, level detector and relay outputs, power supply 24 VDC, Ex approved | EW140, DIC413, EC119, EC222, JB105, JB116 | Ex [ia] G Outside Ex zone (North America) / Validity : None Ex [ib] G Outside Ex zone (Europa) / Validity : None Ex [ia] G Outside Ex zone (North America) / Validity : None Ex [ib] G Outside Ex zone (Europa) / Validity : None Ex [ia] G Outside Ex zone (North America) / Validity : None Ex [ib] G Outside Ex zone (Europa) / Validity : None Ex [ia] G Outside Ex zone (North America) / Validity : None Ex [ib] G Outside Ex zone (Europa) / Validity : None Ex nA[ia] G Zone 2 (Europa) / Validity : None Ex nA[ia] G Zone 2 (International) / Validity : None Ex nA[ia] G Zone 2 (Korea) / Validity : None Ex nA[ia] G Zone 2 (North America) / Validity : None Ex nA[ia] G Zone 2 (Russia, Belarus, Kyrgyzstan, Armenia, Kazakhstan) / Validity : 15.02.2026 Ex nA[ia] G Zone 2 (United Kingdom) / Validity : None
EA401-01x | 913-401-000-01x | EA401-01x Proximity transducer extension cable | Proximity transducer extension cable, FEP insulated coaxial cable with self-locking connectors, optionally protected by a flexible hose, matching TQ 401 | TQxxx, EAxxx, IQS9xx, GSI127, TSM201, MA130, PA15x, IP172, KS107, SG1xx, JB118, ABAxxx | Ex ia G Zone 0 (Europa) / Validity : None Ex ia G Zone 0 (India) / Validity : 31.12.2023 Ex ia G Zone 0 (International) / Validity : None Ex ia G Zone 0 (Korea) / Validity : None Ex ia G Zone 0 (North America) / Validity : None Ex ia G Zone 0 (Russia, Belarus, Kyrgyzstan, Armenia, Kazakhstan) / Validity : 16.02.2026 Ex nA G Zone 2 (Europa) / Validity : None Ex nA G Zone 2 (International) / Validity : None Ex nA G Zone 2 (North America) / Validity : None Ex nA G Zone 2 (Russia, Belarus, Kyrgyzstan, Armenia, Kazakhstan) / Validity : 16.02.2026
EA403-01x | 913-403-000-01x | EA403-01x Proximity transducer extension cable | Proximty transducer extension cable, FEP insulated coaxial cable optionally protected by a flexible tube. Match TQ 403/423 | TQxxx, EAxxx, IQS9xx, GSI127, TSM201, MA130, PA15x, IP172, KS107, SG1xx, JB118, ABAxxx | Ex ia G Zone 0 (Europa) / Validity : None Ex ia G Zone 0 (India) / Validity : 31.12.2023 Ex ia G Zone 0 (International) / Validity : None Ex ia G Zone 0 (Korea) / Validity : None Ex ia G Zone 0 (North America) / Validity : None Ex ia G Zone 0 (Russia, Belarus, Kyrgyzstan, Armenia, Kazakhstan) / Validity : 16.02.2026 Ex nA G Zone 2 (Europa) / Validity : None Ex nA G Zone 2 (International) / Validity : None Ex nA G Zone 2 (North America) / Validity : None Ex nA G Zone 2 (Russia, Belarus, Kyrgyzstan, Armenia, Kazakhstan) / Validity : 16.02.2026
EA902-01x | 913-902-000-01x | EA902-01x Proximity transducer extension cable | Proximity transducer extension cable , FEP insulated coaxial cable with self-locking connectors, optionally protected by a flexible hose, matching TQ 902/412/422/432/442 | TQxxx, EAxxx, IQS9xx, GSI127, TSM201, MA130, PA15x, IP172, KS107, SG1xx, JB118, ABAxxx | N/A
EA902-11x | 913-902-000-11x | EA902-11x Proximity transducer extension cable | Proximity transducer extension cable , FEP insulated coaxial cable with self-locking connectors, optionally protected by a flexible hose, matching TQ 902/412/422/432/442 | TQxxx, EAxxx, IQS9xx, GSI127, TSM201, MA130, PA15x, IP172, KS107, SG1xx, JB118, ABAxxx | N/A
EA902-21x | 913-902-000-21x | EA902-21x Proximity transducer extension cable | Proximity transducer extension cable , FEP insulated coaxial cable with self-locking connectors, optionally protected by a flexible hose, matching TQ 902/412/422/432/442 | TQxxx, EAxxx, IQS9xx, GSI127, TSM201, MA130, PA15x, IP172, KS107, SG1xx, JB118, ABAxxx | N/A
EC069-101 | 921-069-000-10x | EC069-101 Cable assembly | MI cable, VM 7/16"-27 UNS-2A/2B high temp connector on both ends, length 2m | CA134, CPxxx, IPC707, GSI127, EC069, ABAxxx, JB105, JB116 | N/A
EC069-201 | 921-069-000-20x | EC069-201 Cable assembly | MI cable, VM 7/16"-27 UNS-2A/2B high temp connector on both ends, length 5m | CA134, CPxxx, IPC707, GSI127, EC069, ABAxxx, JB105, JB116 | N/A
EC069-501 | 921-069-000-50x | EC069-501 Cable assembly | MI cable, VM 7/16"-27 UNS-2A/2B high temp connector on both ends, length 4m | CA134, CPxxx, IPC707, GSI127, EC069, ABAxxx, JB105, JB116 | N/A
EC069-701 | 921-069-000-70x | EC069-701 Cable assembly | MI cable, VM 7/16"-27 UNS-2A/2B high temp connector on both ends, length 3m | CA134, CPxxx, IPC707, GSI127, EC069, ABAxxx, JB105, JB116 | N/A
EC112-511 | 921-112-000-51x | EC112-511 Cable assembly | MI cable, VM 7/16"-27 UNS-2B high temp connector and VM-Lemo type 0 connector, length 5m | CA134, CPxxx, IPC707, GSI127, EC112, CG505, ABAxxx, JB105, JB116 | N/A
EC112-521 | 921-112-000-52x | EC112-521 Cable assembly | MI cable, VM 7/16"-27 UNS-2B high temp connector and VM-Lemo type 0 connector, length 15m | CA134, CPxxx, IPC707, GSI127, EC112, CG505, ABAxxx, JB105, JB116 | N/A
EC112-541 | 921-112-000-54x | EC112-541 Cable assembly | MI cable, VM 7/16"-27 UNS-2B high temp connector and VM-Lemo type 0 connector, length 1m | CA134, CPxxx, IPC707, GSI127, EC112, CG505, ABAxxx, JB105, JB116 | N/A
EC112-551 | 921-112-000-55x | EC112-551 Cable assembly | MI cable, VM 7/16"-27 UNS-2B high temp connector and VM-Lemo type 0 connector, length 2.5m | CA134, CPxxx, IPC707, GSI127, EC112, CG505, ABAxxx, JB105, JB116 | N/A
EC112-561 | 921-112-000-56x | EC112-561 Cable assembly | MI cable, VM 7/16"-27 UNS-2B high temp connector and VM-Lemo type 0 connector, length 3m | CA134, CPxxx, IPC707, GSI127, EC112, CG505, ABAxxx, JB105, JB116 | N/A
EC112-571 | 921-112-000-57x | EC112-571 Cable assembly | MI cable, VM 7/16"-27 UNS-2B high temp connector and VM-Lemo type 0 connector, length 20m | CA134, CPxxx, IPC707, GSI127, EC112, CG505, ABAxxx, JB105, JB116 | N/A
EC112-581 | 921-112-000-58x | EC112-581 Cable assembly | MI cable, VM 7/16"-27 UNS-2B high temp connector and VM-Lemo type 0 connector, length 6.5m | CA134, CPxxx, IPC707, GSI127, EC112, CG505, ABAxxx, JB105, JB116 | N/A
EC112-591 | 921-112-000-59x | EC112-591 Cable assembly | MI cable, VM 7/16"-27 UNS-2B high temp connector and VM-Lemo type 0 connector, length 10m | CA134, CPxxx, IPC707, GSI127, EC112, CG505, ABAxxx, JB105, JB116 | N/A
EC119-003 | 922-119-000-00x | EC119-003 Cable Assembly | K205A cable with sealed flexible protection hose, CG 505 connector, junction box adapter ø11 mm with flying leads, configurable length | CPxxx, CA280, CA955, EW140, DIC413, IPC707, GSI127,EC119, CG505, ABAxxx, JB105, JB116 | N/A
EC153-202 | 922-153-000-20x | EC153-202 Cable Assembly | K205A cable, anti-clockwise Lemo connector, flying leads, configurable length. Match transducers with the VM-Lemo type 0 connector | CA901, CP103, CP21x, CP5xx, IPC707, GSI127, ABAxxx | N/A
EC153-401 | 922-153-000-40x | EC153-401 Cable Assembly | K205A cable, high temp. anti-clockwise Lemo connector (200°C), flying leads, configurable length. Match transducers with the VM-Lemo type 0 connector | CA901, CP103, CP21x, CP5xx, IPC707, GSI127, ABAxxx | N/A
EC153-411 | 922-153-000-41x | EC153-411 Cable Assembly | OEM Product K205A cable, high temp. anti-clockwise Lemo connector (200°C), flying leads, length 15 m. Match CP dynamic pressure transducers with the VM-Lemo type 0 connector. | CA901, CP103, CP21x, CP5xx, IPC707, GSI127, ABAxxx | N/A
EC175-10x | 922-175-000-10x | EC175-10x Cable Assembly | K219 cable with sealed flexible protection hose, CG 134 aluminium bayonet connector, junction box adapter ø11 mm with flying leads, configurable length. Match CE 134 and CE 281. | CE134, CE281, GSI127, EC175, ABAxxx, JB105, JB116 | N/A
EC175-154 | 922-175-000-15x | EC175-154 Cable Assembly | K219 cable with sealed flexible protection hose, CG 134 stainless steel threaded connector, junction box adapter ø11 mm with flying leads, configurable length. Match CE 134 and CE 281. | CE134, CE281, GSI127, EC175, ABAxxx, JB105, JB116 | N/A
EC222-002 | 922-222-000-00x | EC222-002 Cable Assembly | K221 cable, CG 505 connector 7/16"-27 UNS-2B, flying leads, configurable length. | CPxxx, CA280, EW140, DIC413, IPC707, GSI127,EC222, CG505, ABAxxx, JB105, JB116 | N/A
EC240-331 | 922-240-000-33x | EC240-331 Cable Assembly | K230 cable (low noise cable with stainless steel overbraid), CG 505 connector, junction box adapter ø11 mm with flying leads, length 30 m. Match CP 237 | CPxxx, IPC707, GSI127, EC069, EC112, EC119, EC222, EC240, MA Seal, CG505, ABAxxx, JB105, JB116 | N/A
EC318-002 | 922-318-000-00x | EC318-002 Cable Assembly | K219 Radox cable, MS 3106F10SL-4S connector, flying leads, configurable length. Match CE620, CE687, PV660 and PV685. | CExxx, PVxxx, GSI127, MA122, MA60x, EC622, EC632, EC318, EC319, ABAxxx, JB105, JB116 | N/A
EC318-403 | 922-318-000-40x | EC318-403 Cable Assembly | K219 cable with flexible protection hose, MS 3456L10SL-4S connector, splashproof, flying leads, configurable length. Match CE620, CE687, PV660 and PV685. | CExxx, PVxxx, GSI127, MA122, MA60x, EC622, EC632, EC318, EC319, ABAxxx, JB105, JB116 | N/A
EC319-002 | 922-319-000-00x | EC319-002 Cable Assembly | K219 Radox cable, MS 3456L10SL-4S connector, splashproof, flying leads, configurable length. Match CE620, CE687, PV660 and PV685. | CExxx, PVxxx, GSI127, MA122, MA60x, EC622, EC632, EC318, EC319, ABAxxx, JB105, JB116 | N/A
EC319-103 | 922-319-000-10x | EC319-103 Cable Assembly | K219 cable with sealed flexible protection hose, MS 3456L10SL-4S connector, flying leads, configurable length. Match CE620, CE687, PV660 and PV685. | CExxx, PVxxx, GSI127, MA122, MA60x, EC622, EC632, EC318, EC319, ABAxxx, JB105, JB116 | N/A
EC348-001 | 922-348-000-00x | EC348-001 Cable Assembly | K230 cable (low noise cable with stainless steel overbraid), MS3456LS10SL-4S connector, flying leads, configurable length. Match CA 303 M011 and CA 303 M111 | CA303, IPC707, GSI127, EC348, EC349, EC350, ABAxxx, JB105, JB116 | N/A
EC348-101 | 922-348-000-10x | EC348-101 Cable Assembly | K221 cable, MS3456LS10SL-4S connector, flying leads, configurable length. Match CA 303 M011 and CA 303 M111 | CA303, IPC707, GSI127, EC348, EC349, EC350, ABAxxx, JB105, JB116 | N/A
EC348-201 | 922-348-000-20x | EC348-201 Cable Assembly | K230 cable (low noise cable with stainless steel overbraid), MS3456LS10SL-4S and MS3116F8-3S connectors, configurable length. Match CA 303 M011 and CA 303 M111 | CA303, IPC707, GSI127, EC348, EC349, EC350, ABAxxx, JB105, JB116 | N/A
EC348-301 | 922-348-000-30x | EC348-301 Cable Assembly | K221 cable, MS3456LS10SL-4S and MS3116F8-3S connectors, configurable length. Match CA 303 M011 and CA 303 M111 | CA303, IPC707, GSI127, EC348, EC349, EC350, ABAxxx, JB105, JB116 | N/A
EC348-401 | 922-348-000-40x | EC348-401 Cable Assembly | K230 cable (low noise cable with stainless steel overbraid), MS3456LS10SL-4S and MS3456LS10SL-3P connectors, configurable length. Match CA 303 M011 and CA 303 M111 | CA303, IPC707, GSI127, EC348, EC349, EC350, ABAxxx, JB105, JB116 | N/A
EC348-501 | 922-348-000-50x | EC348-501 Cable Assembly | K221 cable, MS3456LS10SL-4S and MS3456LS10SL-3P connectors, configurable length. Match CA 303 M011 and CA 303 M111 | CA303, IPC707, GSI127, EC348, EC349, EC350, ABAxxx, JB105, JB116 | N/A
EC349-001 | 922-349-000-00x | EC349-001 Cable Assembly | K230 cable (low noise cable with stainless steel overbraid), M83723/95G10206 connector, flying leads, configurable length. Match CA 303 M2XX | CA303, IPC707, GSI127, EC348, EC349, EC350, ABAxxx, JB105, JB116 | N/A
EC349-021 | 922-349-000-02x | EC349-021 Cable Assembly | K230 cable (low noise cable with stainless steel overbraid), M83723/95G10206 connector (Pyle or Amphenol), flying leads, configurable length. Match CA 303 M2XX | CA303, IPC707, GSI127, EC348, EC349, EC350, ABAxxx, JB105, JB116 | N/A
EC349-101 | 922-349-000-10x | EC349-101 Cable Assembly | K221 cable, M83723/95G10206 connector, flying leads, configurable length. Match CA 303 M2XX | CA303, IPC707, GSI127, EC348, EC349, EC350, ABAxxx, JB105, JB116 | N/A
EC349-201 | 922-349-000-20x | EC349-201 Cable Assembly | K230 cable (low noise cable with stainless steel overbraid), M83723/95G10206 and MS3116F8-3S connectors, configurable length. Match CA 303 M2XX | CA303, IPC707, GSI127, EC348, EC349, EC350, ABAxxx, JB105, JB116 | N/A
EC349-301 | 922-349-000-30x | EC349-301 Cable Assembly | K221 cable, M83723/95G10206 and MS3116F8-3S connectors, configurable length. Match CA 303 M2XX | CA303, IPC707, GSI127, EC348, EC349, EC350, ABAxxx, JB105, JB116 | N/A
EC349-401 | 922-349-000-40x | EC349-401 Cable Assembly | K230 cable (low noise cable with stainless steel overbraid), M83723/95G10206 and MS3456LS10SL-3P connectors, configurable length. Match CA 303 M2XX | CA303, IPC707, GSI127, EC348, EC349, EC350, ABAxxx, JB105, JB116 | N/A
EC349-501 | 922-349-000-50x | EC349-501 Cable Assembly | K221 cable, M83723/95G10206 and MS3456LS10SL-3P connectors, configurable length. Match CA 303 M2XX | CA303, IPC707, GSI127, EC348, EC349, EC350, ABAxxx, JB105, JB116 | N/A
EC350-001 | 922-350-000-00x | EC350-001 Cable Assembly | K230 cable (low noise cable with stainless steel overbraid), M83723/95G1020N connector, flying leads, configurable length. Match CA 303 M3XX | CA303, IPC707, GSI127, EC348, EC349, EC350, ABAxxx, JB105, JB116 | N/A
EC350-021 | 922-350-000-02x | EC350-021 Cable Assembly | K230 cable (low noise cable with stainless steel overbraid), M83723/95G10206 connector (Pyle or Amphenol), flying leads, configurable length. Match CA 303 M3XX | CA303, IPC707, GSI127, EC348, EC349, EC350, ABAxxx, JB105, JB116 | N/A
EC350-101 | 922-350-000-10x | EC350-101 Cable Assembly | K221 cable, M83723/95G1020N connector, flying leads, configurable length. Match CA 303 M3XX | CA303, IPC707, GSI127, EC348, EC349, EC350, ABAxxx, JB105, JB116 | N/A
EC350-201 | 922-350-000-20x | EC350-201 Cable Assembly | K230 cable (low noise cable with stainless steel overbraid), M83723/95G1020N and MS3116F8-3S connectors, configurable length. Match CA 303 M3XX | CA303, IPC707, GSI127, EC348, EC349, EC350, ABAxxx, JB105, JB116 | N/A
EC350-301 | 922-350-000-30x | EC350-301 Cable Assembly | K221 cable, M83723/95G1020N and MS3116F8-3S connectors, configurable length. Match CA 303 M3XX | CA303, IPC707, GSI127, EC348, EC349, EC350, ABAxxx, JB105, JB116 | N/A
EC350-401 | 922-350-000-40x | EC350-401 Cable Assembly | K230 cable (low noise cable with stainless steel overbraid), M83723/95G1020N and MS3456LS10SL-3P connectors, configurable length. Match CA 303 M3XX | CA303, IPC707, GSI127, EC348, EC349, EC350, ABAxxx, JB105, JB116 | N/A
EC350-501 | 922-350-000-50x | EC350-501 Cable Assembly | K221 cable, M83723/95G1020N and MS3456LS10SL-3P connectors, configurable length. Match CA 303 M3XX | CA303, IPC707, GSI127, EC348, EC349, EC350, ABAxxx, JB105, JB116 | N/A
EC378-011 | 922-378-000-01x | EC378-011 Cable Assembly | K230 cable (low noise cable with stainless steel overbraid), M83723/95G10207 connector, flying leads, configurable length. Match CP 106 | CPxxx, GSI127, IPC707, EC378, ABAxxx, JB105, JB116 | N/A
EC378-021 | 922-378-000-02x | EC378-021 Cable Assembly | K230 cable (low noise cable with stainless steel overbraid), M83723/95G10207 connector (Pyle or Amphenol), flying leads, configurable length. Match CP 106 | CPxxx, GSI127, IPC707, EC378, ABAxxx, JB105, JB116 | N/A
EC378-201 | 922-378-000-20x | EC378-201 Cable Assembly | K230 cable (low noise cable with stainless steel overbraid), M83723/95G10207 and MS3116F8-3S connectors, configurable length. Match CP 106 | CPxxx, GSI127, IPC707, EC378, ABAxxx, JB105, JB116 | N/A
EC378-401 | 922-378-000-40x | EC378-401 Cable Assembly | K230 cable (low noise cable with stainless steel overbraid), M83723/95G10207 and MS3456LS10SL-3P connectors, configurable length. Match CP 106 | CPxxx, GSI127, IPC707, EC378, ABAxxx, JB105, JB116 | N/A
EC390-003 | 922-390-000-00x | EC390-003 Cable Assembly | K231 high temp. cable (260°C), sealed flexible tube protection, CG 505 connector, junction box adapter ø11 mm with flying leads, configurable length, with flexible protection hose. | CA280, CA134, IPC707, GSI127, EC390, ABAxxx, JB105, JB116 | N/A
EC439-001 | 922-439-000-00x | EC439-001 Cable Assembly | K341 Radox cable, EN2997S60803FN, flying leads, configurable length. Match VE 210 for current (2-wire) transmission | VE210, GSI127, EC439, EC440, TA114, ABAxxx, JB105, JB116 | N/A
EC439-102 | 922-439-000-10x | EC439-102 Cable Assembly | K341 cable with flexible protection hose, EN2997S60803FN, flying leads, configurable length. Match VE 210 for current (2-wire) transmission | VE210, GSI127, EC439, EC440, TA114, ABAxxx, JB105, JB116 | N/A
EC440-001 | 922-440-000-00x | EC440-001 Cable Assembly | K341 Radox cable, EN2997S60803FN, flying leads, configurable length. Match VE 210 for voltage (3wire) transmission | VE210, GSI127, EC439, EC440, TA114, ABAxxx, JB105, JB116 | N/A
EC440-102 | 922-440-000-10x | EC440-102 Cable Assembly | K341 cable with flexible protection hose, EN2997S60803FN, flying leads, configurable length. Match VE 210 for voltage (3-wire) transmission | VE210, GSI127, EC439, EC440, TA114, ABAxxx, JB105, JB116 | N/A
EC453-01x | 922-453-000-01x | EC453-01x Cable Assembly | K205A cable with sealed flexible protection hose, CG 505 connector, special protection sleeve with flying leads, configurable length. | CP232, CP238, IPC707, GSI127, EC453, MA Seal, CG505, ABAxxx, JB105, JB116 | N/A
EC622 | 922-622-000-00x | EC622 Cable Assembly | Cable Assembly 2-wire PUR cable, without over-braid, 2-pin MIL-C-5015 connector, flying leads and configurable length | CExxx, PVxxx, GSI127, MA122, MA60x, EC622, EC632, EC318, EC319, ABAxxx, JB105, JB116 | N/A
EC632-00x | 922-632-000-00x | EC632-00x Cable Assembly | 2-wire FEP cable, without over-braid, 2-pin MIL-C-5015 connector, flying leads and configurable length | CExxx, PVxxx, GSI127, MA122, MA60x, EC622, EC632, EC318, EC319, ABAxxx, JB105, JB116 | N/A
EC632-10x | 922-632-000-10x | EC632-10x Cable Assembly | Cable Assembly 2-wire FEP cable, with over-braid, 2-pin MIL-C-5015 connector, flying leads and configurable length | CExxx, PVxxx, GSI127, MA122, MA60x, EC622, EC632, EC318, EC319, ABAxxx, JB105, JB116 | N/A
EC-AE119 | EC119-C1-E100-F0-G000 | EC-AE119 Cable assembly for AE 119 | C1: Connector = Straight E100: Length = 10 m F0: Protection = Without G000: Protected length = Without | AE119, EC-AE119 | N/A
ED109-002 | 923-109-000-00x | ED109-002 Cable assembly | K225 cable, 2 LEMO connectors, configurable length. Match CV 210 and signal conditioner | CV210, GSI127, ED109, ED122, TA114, ABAxxx, JB105, JB116 | N/A
ED112-003 | 923-112-000-00x | ED112-003 Cable assembly | K225 cable with flexible tube protection hose, 2 LEMO connectors, configurable length. Match CV 210 and IVC632. | CV210, GSI127, ED109, ED122, TA114, ABAxxx, JB105, JB116 | N/A
ED120-012 | 923-120-000-01x | ED120-012 Cable assembly | K220 cable, MS 3456 connector, flying leads, configurable length. Match CV 213 | CV213, ED120, GSI127, ABAxxx, JB105, JB116 | N/A
ED120-113 | 923-120-000-11x | ED120-113 Cable assembly | K225 cable with flexible tube protection hose, MS 3456 connector, flying leads, configurable length. Match CV 213 | CV213, ED120, GSI127, ABAxxx, JB105, JB116 | N/A
ED121-012 | 923-121-000-01x | ED121-012 Cable assembly | K220 cable, MS 3106 connector, flying leads, configurable length. Match CV 214 | CV214, ED121, GSI127, ABAxxx, JB105, JB116 | N/A
EE139-002 | 924-139-000-00x | EE139-002 Cable assembly | K210 cable, CG 134 bayonet connector, flying leads, configurable length. Match CE 134 and CE 281 | CE134, CE281, GSI127, EE139, ABAxxx, JB105, JB116 | N/A
EE143-002 | 924-143-000-00x | EE143-002 Cable assembly | K210 cable, CG 134 threaded connector, flying leads, configurable length. Match CE 134 and CE 281 | CE134, CE281, GSI127, EE143, ABAxxx, JB105, JB116 | N/A
EH140-03x | 943-140-000-03x | EH140-03x Cable assembly | K341 Radox cable, straight or 90° angled connector, flying leads, with optional flexible protection hose. Match AE 119. | AE119, EH140 | N/A
EH140-13x | 943-140-000-13x | EH140-13x Cable assembly | K341 Radox cable, straight or 90° angled connector, flying leads, with optional flexible protection hose. Match AE 119. | AE119, EH140 | N/A
EW140-011 | 447-140-000-01x | EW140-011 Ice detection transducer | Probe type 77 mm length with 7/16"-27 UNS-2A connector and mounting flange suitable for most gas turbines, Ex approved | EW140, DIC413, EC069, EC119, EC222, JB105, JB116 | Ex ia G Zone 0 (North America) / Validity : None Ex ib G Zone 1 (Europa) / Validity : None Ex ia G Zone 0 (North America) / Validity : None Ex ib G Zone 1 (Europa) / Validity : None Ex ia G Zone 0 (North America) / Validity : None Ex ib G Zone 1 (Europa) / Validity : None Ex nA G Zone 2 (Europa) / Validity : None Ex nA G Zone 2 (International) / Validity : None Ex nA G Zone 2 (North America) / Validity : None Ex nA G Zone 2 (Russia, Belarus, Kyrgyzstan, Armenia, Kazakhstan) / Validity : 22.03.2025
EW140-111 | 447-140-000-11x | EW140-111 Ice detection transducer | Probe type 100 mm length with 7/16"-27 UNS-2A connector and mounting flange suitable for most gas turbines, Ex approved | EW140, DIC413, EC069, EC119, EC222, JB105, JB116 | Ex ia G Zone 0 (North America) / Validity : None Ex ib G Zone 1 (Europa) / Validity : None Ex ia G Zone 0 (North America) / Validity : None Ex ib G Zone 1 (Europa) / Validity : None Ex ia G Zone 0 (North America) / Validity : None Ex ib G Zone 1 (Europa) / Validity : None Ex nA G Zone 2 (Europa) / Validity : None Ex nA G Zone 2 (International) / Validity : None Ex nA G Zone 2 (North America) / Validity : None Ex nA G Zone 2 (Russia, Belarus, Kyrgyzstan, Armenia, Kazakhstan) / Validity : 22.03.2025
EW140-121 | 447-140-000-12x | EW140-121 Ice detection transducer | Probe type 175 mm length with 7/16"-27 UNS-2A connector and mounting flange, suitable for thick walled gas turbines, Ex approved | EW140, DIC413, EC069, EC119, EC222, JB105, JB116 | Ex ia G Zone 0 (North America) / Validity : None Ex ib G Zone 1 (Europa) / Validity : None Ex ia G Zone 0 (North America) / Validity : None Ex ib G Zone 1 (Europa) / Validity : None Ex ia G Zone 0 (North America) / Validity : None Ex ib G Zone 1 (Europa) / Validity : None Ex nA G Zone 2 (Europa) / Validity : None Ex nA G Zone 2 (International) / Validity : None Ex nA G Zone 2 (North America) / Validity : None Ex nA G Zone 2 (Russia, Belarus, Kyrgyzstan, Armenia, Kazakhstan) / Validity : 22.03.2025
GSI127 | 244-127-000-01x | GSI127 Galvanic separation unit | Galvanic separation and power supply unit for piezoelectric (CA/IPC or CV/IVC and CE) and proximity (TQ/IQS) measuring chains; 2-wire current or 3-wire voltage transmission; 4 kVRMS input/output isolation; removable screw terminals and DIN-rail mounting. | CAxxx,CPxxx, IPC707, GSI127, ECxxx, MA130, ABAxxx | Ex [ia] G Outside Ex zone (North America) / Validity : None Ex [ib] G Outside Ex zone (Europa) / Validity : None Ex [ia] G Outside Ex zone (North America) / Validity : None Ex [ib] G Outside Ex zone (Europa) / Validity : None Ex [ia] G Outside Ex zone (North America) / Validity : None Ex [ib] G Outside Ex zone (Europa) / Validity : None Ex [ia] G Outside Ex zone (North America) / Validity : None Ex [ib] G Outside Ex zone (Europa) / Validity : None Ex nA[ia] G Zone 2 (Europa) / Validity : None Ex nA[ia] G Zone 2 (International) / Validity : None Ex nA[ia] G Zone 2 (Korea) / Validity : None Ex nA[ia] G Zone 2 (North America) / Validity : None Ex nA[ia] G Zone 2 (Russia, Belarus, Kyrgyzstan, Armenia, Kazakhstan) / Validity : 15.02.2026 Ex nA[ia] G Zone 2 (United Kingdom) / Validity : None
ILS730 | 204-730-000-20x | ILS730 Air-Gap Transducer Signal Conditioner | Signal conditioner for LS 120 | LS120, ILS730, MA130, ABAxxx | No
ILS731 | 204-731-000-20x | ILS731 Air-Gap Transducer Signal Conditioner | Signal conditioner for LS 121 | LS121, ILS731, MA130, ABAxxx | No
IPC707-01x | 244-707-000-01x | IPC707-01x signal conditioner for CA accelerometers and CP dynamic pressure sensors | Symmetrical charge amplifier with configurable low-pass and high-pass filter, optional integrator, voltage or current output and differrente mounting options. Replaces 244-704-000-xxx. | CAxxx,CPxxx, IPC707, GSI127, ECxxx, MA130, ABAxxx | Ex ec G Zone 2 (Brazil) / Validity : 19.01.2024 Ex ec G Zone 2 (Europa) / Validity : None Ex ec G Zone 2 (International) / Validity : None Ex ec G Zone 2 (North America) / Validity : None Ex ec G Zone 2 (Russia, Belarus, Kyrgyzstan, Armenia, Kazakhstan) / Validity : 17.05.2027 Ex ec G Zone 2 (United Kingdom) / Validity : None Ex ia G Zone 0 (Brazil) / Validity : 19.01.2024 Ex ia G Zone 0 (China) / Validity : 21.01.2027 Ex ia G Zone 0 (Europa) / Validity : None Ex ia G Zone 0 (International) / Validity : None Ex ia G Zone 0 (Korea) / Validity : None Ex ia G Zone 0 (North America) / Validity : None Ex ia G Zone 0 (Russia, Belarus, Kyrgyzstan, Armenia, Kazakhstan) / Validity : 17.05.2027 Ex ia G Zone 0 (United Kingdom) / Validity : None Ex nA G Zone 2 (China) / Validity : 21.01.2027 Ex nA G Zone 2 (Korea) / Validity : None
IPC707-11x | 244-707-000-11x | IPC707-11x signal conditioner for CA accelerometers and CP dynamic pressure sensors | Symmetrical charge amplifier, dynamic range 0 - 200 mbar, GE labelling. Replaces 244-704-000-11x | CPxxx, IPC707, GSI127, ECxxx, MA130, ABAxxx | Ex ia G Zone 0 (Europa) / Validity : None Ex ia G Zone 0 (International) / Validity : None Ex ia G Zone 0 (Korea) / Validity : None Ex ia G Zone 0 (North America) / Validity : None Ex ia G Zone 0 (Russia, Belarus, Kyrgyzstan, Armenia, Kazakhstan) / Validity : 17.05.2027 Ex ia G Zone 0 (United Kingdom) / Validity : None
IPC707-14x | 244-707-000-14x | IPC707-14x signal conditioner for CA accelerometers and CP dynamic pressure sensors | Symmetrical charge amplifier, dynamic range 0 - 1200 mbar, GE labelling. Replaces 244-704-000-14x | CPxxx, IPC707, GSI127, ECxxx, MA130, ABAxxx | Ex ia G Zone 0 (Europa) / Validity : None Ex ia G Zone 0 (International) / Validity : None Ex ia G Zone 0 (Korea) / Validity : None Ex ia G Zone 0 (North America) / Validity : None Ex ia G Zone 0 (Russia, Belarus, Kyrgyzstan, Armenia, Kazakhstan) / Validity : 17.05.2027 Ex ia G Zone 0 (United Kingdom) / Validity : None
IPC707-22x | 244-707-000-22x | IPC707-22x signal conditioner for CA accelerometers and CP dynamic pressure sensors | Symmetrical charge amplifier with configurable low-pass and high-pass filter, optional integrator, voltage or current output and differrente mounting options. - A2: Explosive (Ex i) Environment - B1: Without diagnostic - C0.5: Transfer Sensitivity without integrator = 0.5 - D1: Transfer Unit without integrator in uA/pC - E2: HP Filter in Hz = 2 - F5000: LP Filter in Hz = 5000 - G1: Without rail DIN adaptor | CA134, CA901, IPC707, GSI127, ECxxx, MA130, ABAxxx | Ex ia G Zone 0 (Europa) / Validity : None Ex ia G Zone 0 (International) / Validity : None Ex ia G Zone 0 (Korea) / Validity : None Ex ia G Zone 0 (North America) / Validity : None Ex ia G Zone 0 (Russia, Belarus, Kyrgyzstan, Armenia, Kazakhstan) / Validity : 17.05.2027 Ex ia G Zone 0 (United Kingdom) / Validity : None
IPC707-61x | 244-707-000-61x | IPC707-61x signal conditioner for CA accelerometers and CP dynamic pressure sensors | Symmetrical charge amplifier, dynamic range 0 - 200 mbar, GE labelling. Replaces 244-704-000-61x | CPxxx, IPC707, GSI127, ECxxx, MA130, ABAxxx | Ex ia G Zone 0 (Europa) / Validity : None Ex ia G Zone 0 (International) / Validity : None Ex ia G Zone 0 (Korea) / Validity : None Ex ia G Zone 0 (North America) / Validity : None Ex ia G Zone 0 (Russia, Belarus, Kyrgyzstan, Armenia, Kazakhstan) / Validity : 17.05.2027 Ex ia G Zone 0 (United Kingdom) / Validity : None
IPC707-64x | 244-707-000-64x | IPC707-64x signal conditioner for CA accelerometers and CP dynamic pressure sensors | Symmetrical charge amplifier, dynamic range 0 - 1200 mbar, GE labelling. Replaces 244-704-000-64x | CPxxx, IPC707, GSI127, ECxxx, MA130, ABAxxx | Ex ia G Zone 0 (Europa) / Validity : None Ex ia G Zone 0 (International) / Validity : None Ex ia G Zone 0 (Korea) / Validity : None Ex ia G Zone 0 (North America) / Validity : None Ex ia G Zone 0 (Russia, Belarus, Kyrgyzstan, Armenia, Kazakhstan) / Validity : 17.05.2027 Ex ia G Zone 0 (United Kingdom) / Validity : None
IQS900-01x | 204-900-000-01x | IQS900-01x Proximity transducer signal conditioner | Proximity transducer conditioner with self-locking connector, matching TQ/EA 4X1, 4X2, 4X3 and 9X2 | TQxxx, EAxxx, IQS9xx, GSI127, TSM201, MA130, PA15x, IP172, KS107, SG1xx, JB118, ABAxxx | Ex e G Zone 2 (Russia, Belarus, Kyrgyzstan, Armenia, Kazakhstan) / Validity : 01.09.2026 Ex ec G Zone 2 (Europa) / Validity : None Ex ec G Zone 2 (International) / Validity : None Ex ec G Zone 2 (Korea) / Validity : None Ex ec G Zone 2 (North America) / Validity : None Ex ec G Zone 2 (United Kingdom) / Validity : None Ex ia D Zone 20 (Korea) / Validity : None Ex ia G / D Zone 0 / 20 (Europa) / Validity : None Ex ia G / D Zone 0 / 20 (International) / Validity : None Ex ia G / D Zone 0 / 20 (North America) / Validity : None Ex ia G / D Zone 0 / 20 (Russia, Belarus, Kyrgyzstan, Armenia, Kazakhstan) / Validity : 01.09.2026 Ex ia G / D Zone 0 / 20 (United Kingdom) / Validity : None Ex ia G Zone 0 (Korea) / Validity : None
IQS900-11x | 204-900-000-11x | IQS900-11x Proximity transducer signal conditioner | Proximity transducer conditioner with self-locking connector, matching TQ/EA 4X1, 4X2, 4X3 and 9X2 | TQxxx, EAxxx, IQS9xx, GSI127, TSM201, MA130, PA15x, IP172, KS107, SG1xx, JB118, ABAxxx | Ex e G Zone 2 (Russia, Belarus, Kyrgyzstan, Armenia, Kazakhstan) / Validity : 01.09.2026 Ex ec G Zone 2 (Europa) / Validity : None Ex ec G Zone 2 (International) / Validity : None Ex ec G Zone 2 (Korea) / Validity : None Ex ec G Zone 2 (North America) / Validity : None Ex ec G Zone 2 (United Kingdom) / Validity : None Ex ia D Zone 20 (Korea) / Validity : None Ex ia G / D Zone 0 / 20 (Europa) / Validity : None Ex ia G / D Zone 0 / 20 (International) / Validity : None Ex ia G / D Zone 0 / 20 (North America) / Validity : None Ex ia G / D Zone 0 / 20 (Russia, Belarus, Kyrgyzstan, Armenia, Kazakhstan) / Validity : 01.09.2026 Ex ia G / D Zone 0 / 20 (United Kingdom) / Validity : None Ex ia G Zone 0 (Korea) / Validity : None
IQS900-12x | 204-900-000-12x | IQS900-12x Proximity transducer signal conditioner | Proximity transducer conditioner with self-locking connector, matching TQ/EA 4X1, 4X2, 4X3 and 9X2 | TQxxx, EAxxx, IQS9xx, GSI127, TSM201, MA130, PA15x, IP172, KS107, SG1xx, JB118, ABAxxx | No
IQS900-21x | 204-900-000-21x | IQS900-21x Proximity transducer signal conditioner | Proximity transducer conditioner with self-locking connector, matching TQ/EA 4X1, 4X2, 4X3 and 9X2 | TQxxx, EAxxx, IQS9xx, GSI127, TSM201, MA130, PA15x, IP172, KS107, SG1xx, JB118, ABAxxx | Ex e G Zone 2 (Russia, Belarus, Kyrgyzstan, Armenia, Kazakhstan) / Validity : 01.09.2026 Ex ec G Zone 2 (Europa) / Validity : None Ex ec G Zone 2 (International) / Validity : None Ex ec G Zone 2 (Korea) / Validity : None Ex ec G Zone 2 (North America) / Validity : None Ex ec G Zone 2 (United Kingdom) / Validity : None Ex ia D Zone 20 (Korea) / Validity : None Ex ia G / D Zone 0 / 20 (Europa) / Validity : None Ex ia G / D Zone 0 / 20 (International) / Validity : None Ex ia G / D Zone 0 / 20 (North America) / Validity : None Ex ia G / D Zone 0 / 20 (Russia, Belarus, Kyrgyzstan, Armenia, Kazakhstan) / Validity : 01.09.2026 Ex ia G / D Zone 0 / 20 (United Kingdom) / Validity : None Ex ia G Zone 0 (Korea) / Validity : None
IQS910-01x | 204-910-000-01x | IQS910-01x Proximity transducer signal conditioner | Proximity transducer conditioner 4-20 mA with self-locking connector, matching TQ/EA 4X1, 4X2, 9X1 and 9X2 | TQxxx, EAxxx, IQS9xx, GSI127, TSM201, MA130, PA15x, IP172, KS107, SG1xx, JB118, ABAxxx | Ongoing
IVC632 | 204-632-000-03x | IVC632 Velocity Transducer Signal Conditioner | Conditioner for CV 210 velocity transducer, with voltage or current modulation output | CV210, GSI127, ED109, ED122, TA114, ABAxxx, JB105, JB116 | No
JB105 | 823-105-000-01x | JB105 Junction box | Aluminium junction box, 3 screw terminals | CAxxx, CExxx, CVxxx, EW140, PVxxx, SExxx, DIC413, IPC707, GSI127, ECxxx, JB105, JB116, ABAxxx | No
JB116 | 823-116-000-01x | JB116 Junction box | Polyester junction box with input/output stuffing glands and 3 screw terminals, std and Ex approved. | CAxxx, CExxx, CVxxx, EW140, PVxxx, SExxx, DIC413, IPC707, GSI127, ECxxx, JB105, JB116, ABAxxx | No
JB118 | 823-118-000-01x | JB118 Junction box | Junction box for connection between a proximity transducer and its extension cable. Polyester box with input/output stuffing glands, std and Ex approved. See datasheet for ordering information. | TQxxx, EAxxx, IQS9xx, GSI127, TSM201, MA130, PA15x, IP172, KS107, SG1xx, JB118, ABAxxx | No
K102 | 957.37.11.6555 | K102 Cable | Low noise coaxial cable Ø 2 mm for Microdot connectors. PTFE insulation, operating temperature max. 250°C. Length and price per meter | CAxxx, CExxx, PVxxx, CVxxx, IPC707, GSI127, JB105, JB116, ABAxxx | N/A
K205 | 957.37.20.4999Z | K205 Cable | Low noise connecting cable Ø 4.2, shielded and twisted pair. PTFE insulation, operating temperature max. 200°C. Length and price per meter | CAxxx, CExxx, PVxxx, CVxxx, IPC707, GSI127, JB105, JB116, ABAxxx | N/A
K209 | 957.34.20.4888 | K209 Cable | PVC transmission cable Ø 4.6, shielded and twisted pair. Operating temperature max. 70°C. Length and price per meter | CAxxx, CExxx, PVxxx, CVxxx, IPC707, GSI127, JB105, JB116, ABAxxx | N/A
K210 | 957.34.20.5066 | K210 Cable | PUR transmission cable Ø 7.8, shielded and twisted pair. Blue sleeve, for installations in explosive atmosphere (Ex). Operating temperature max. 90°C . Length and price per meter | CAxxx, CExxx, PVxxx, CVxxx, IPC707, GSI127, JB105, JB116, ABAxxx | N/A
K219 | 957.35.20.3000 | K219 Cable | RADOX transmission cable Ø 4.8, shielded and twisted pair. Black sleeve, fire retardant and for nuclear environment. Operating temperature max.125°C. Length and price per meter | CAxxx, CExxx, PVxxx, CVxxx, IPC707, GSI127, JB105, JB116, ABAxxx | N/A
K220 | 957.35.20.2000 | K220 Cable | PTFE connecting cable Ø 3.9, shielded and twisted pair. Operating temperature max. 200°C. Length and price per meter | CAxxx, CExxx, PVxxx, CVxxx, IPC707, GSI127, JB105, JB116, ABAxxx | N/A
K221 | 957.35.20.4999 | K221 Cable | Low noise connecting cable Ø 4.8, shielded and twisted pair protected with an extruded Teflon PFA sleeve. Operating temperature max. 200°C. Length and price per meter | CAxxx, CExxx, PVxxx, CVxxx, IPC707, GSI127, JB105, JB116, ABAxxx | N/A
K225 | 957.35.24.2000 | K225 Cable | PTFE connecting cable Ø 3.2, shielded and twisted pair. Operating temperature max. 200°C. Length and price per meter | CAxxx, CExxx, PVxxx, CVxxx, IPC707, GSI127, JB105, JB116, ABAxxx | N/A
K258 | 957.37.01.3500 | K258 Cable | MI High temperature connecting cable Ø 3.2 mm, with twin rigid conductors. Operating temperature max. 650°C. Length and price per meter | CAxxx, CExxx, PVxxx, CVxxx, IPC707, GSI127, JB105, JB116, ABAxxx | N/A
K258U | 957.37.01.3500U | K258U Cable | MI High temperature connecting cable Ø 3.2 mm, with twin rigid conductors and stainless steel overbraid Ø 6.5 mm. Operating temperature max. 650°C. Length and price per meter | CAxxx, CExxx, PVxxx, CVxxx, IPC707, GSI127, JB105, JB116, ABAxxx | N/A
K309 | 957.34.30.4088 | K309 Cable | PVC transmission cable, 3-wire twisted and shielded. Operating temperature max. 70°C. Length and price per meter | CAxxx, CExxx, PVxxx, CVxxx, IPC707, GSI127, JB105, JB116, ABAxxx | N/A
K310 | 957.34.30.5066 | K310 Cable | Blue PUR transmission cable, 3-wire twisted and shielded. Approved cable for intrinsically safe installations. Operating temperature max. 70°C. Length and price per meter | CAxxx, CExxx, PVxxx, CVxxx, IPC707, GSI127, JB105, JB116, ABAxxx | N/A
K341 | 957.36.05.0300 | K341 Cable | 3-wire transmission cable Ø 4.5mm, RADOX insulation color black, Ø4.5mm. Operating temperature -40 to +120°C. Length and price per meter | CAxxx, CExxx, PVxxx, CVxxx, IPC707, GSI127, JB105, JB116, ABAxxx | N/A
K414 | 957.37.22.2666 | K414 Cable | 2 x 2-wire shielded transmission cable Ø 7.6mm, RADOX insulation color green, halogen free. Operating temperature -55 to +125°C. Length and price per meter | CAxxx, CExxx, PVxxx, CVxxx, IPC707, GSI127, JB105, JB116, ABAxxx | N/A
K509 | 957.34.50.4888 | K509 Cable | PVC transmission cable, 5-wire twisted and shielded. Operating temperature max. 70°C. Length and price per meter | CAxxx, CExxx, PVxxx, CVxxx, IPC707, GSI127, JB105, JB116, ABAxxx | N/A
K609 | 957.34.60.4888 | K609 Cable | PVC transmission cable, 6-wire twisted and shielded. Operating temperature max. 70°C. Length and price per meter | CAxxx, CExxx, PVxxx, CVxxx, IPC707, GSI127, JB105, JB116, ABAxxx | N/A
K809 | 957.34.80.4888 | K809 Cable | PVC transmission cable, 8-wire twisted and shielded. Operating temperature max. 70°C. Length and price per meter | CAxxx, CExxx, PVxxx, CVxxx, IPC707, GSI127, JB105, JB116, ABAxxx | N/A
KS107 | 800-107-000-01x | KS107 Flexible protection conduit | Flexible conduit, galvanized steel with silicone sheath protecting up to 4 proximity measuring chains. Different adaptor available. | TQxxx, EAxxx, IQS9xx, GSI127, TSM201, MA130, PA15x, IP172, KS107, SG1xx, JB118, ABAxxx | N/A
LS120-023 | 151-120-000-02x | LS120-023 Air-Gap Transducer | Air gap transducer, 2 to 33mm measurement range with 5m integral cable, -15°C to 125°C | LS120, ILS730, MA130, ABAxxx | No
LS120-123 | 151-120-000-12x | LS120-123 Air-Gap Transducer | Air gap transducer, 2 to 33mm measurement range with 10m integral cable, -15°C to 125°C | LS120, ILS730, MA130, ABAxxx | No
LS121-023 | 151-121-000-02x | LS121-023 Air-Gap Transducer | Air gap transducer, 15 to 65mm measurement range with 5m integral cable, -15°C to 125°C | LS121, ILS731, MA130, ABAxxx | No
LS121-123 | 151-121-000-12x | LS121-123 Air-Gap Transducer | Air gap transducer, 15 to 65mm measurement range with 10m integral cable, -15°C to 125°C | LS121, ILS731, MA130, ABAxxx | No
MA104 | 809-104-000-01x | MA104 Mounting adaptor | Mounting adapter for CP 211, 215, 216, 50x version 0xx made of Inconel 750 | CPxxx, IPC707, GSI127, MA104, MA seal, MA CP21x | N/A
MA108 | 809-108-000-01x | MA108 Mounting adaptor | Mounting adapter 10-32 UNF-2A to 10-32 UNF-2A | MA108, MA109, MA112 | N/A
MA109 | 809-109-000-01x | MA109 Mounting adaptor | Mounting adapter 10-32 UNF-2A to M5x0.5 | MA108, MA109, MA112 | N/A
MA112 | 809-112-000-01x | MA112 Mounting accessory | Mounting adapter M5x0.5 to M5x0.5 | MA108, MA109, MA112 | N/A
MA122 | 809-122-000-01x | MA122 Mounting adaptor | Mounting adapter with conic base for CE 680, 1/4 - 28 UNF to M6 | CExxx, PVxxx, GSI127, MA122, MA60x | N/A
MA122 | 809-122-000-02x | MA122 Mounting adaptor | Insulating stud with conic base for CE 680, 1/4 - 28 UNF to M6 | CExxx, PVxxx, GSI127, MA122, MA60x | N/A
MA126 | 809-126-000-01x | MA126 Mounting adaptor | Mounting adapter for CP 211, 216 version 1xx made of Inconel 750 | CPxxx, IPC707, GSI127, MA104, MA126, MA seal, MA CP21x | N/A
MA126 | 809-126-000-51x | MA126 Mounting adaptor | Mounting adapter for CP 50x version 1xx made of Inconel 750 | CPxxx, IPC707, GSI127, MA126, MA Seal | N/A
MA130 | 809-130-000-02x | MA130 Mounting accessory | Mounting adapter for IPC707 and IQS9xx | MA130, IPC707, IQSxxx, ABAxxx | N/A
MA130 | 809-130-000-11x | MA130 Mounting accessory | Rail DIN mounting kit for ILS73x | MA130, ILSxxx, ABAxxx | N/A
MA131 | 809-131-000-01x | MA131 Mounting adaptor | Mounting adapter for CP 232 vers. 212 made of Inconel 750 | CPxxx, IPC707, GSI127, MA131 | N/A
MA131 | 809-131-000-02x | MA131 Mounting adaptor | Mounting adapter for CP 232 vers. 222 made of Inconel 750 | CPxxx, IPC707, GSI127, MA131 | N/A
MA131 | 809-131-000-03x | MA131 Mounting adaptor | Mounting adapter for CP 232 vers. 232 made of Inconel 750 | CPxxx, IPC707, GSI127, MA131 | N/A
MA131 | 809-131-000-13x | MA131 Mounting adapter for CP232 kit | MA131 Mounting adapter for CP232 kit, 500-112-000-112 | CPxxx, IPC707, GSI127, MA131 | N/A
MA133 | 809-133-000-01x | MA133 Mounting adaptor | Thermal insulation kit for CA 20x and CE 31x, one insulation plate, four screws M6x45 and four lock washers | CA20x, CE31x, IPC707, GSI127, MA133, MF101 | N/A
MA601 | 809-601-000-01x | MA601 stud | Stud, Stainless steel (AISI 303) Sensor side : 1/4-28" Machine side : 1/4-28" Compatible with CE620, CE630, CE687, PV660, PV685 | CExxx, PVxxx, GSI127, MA122, MA60x | N/A
MA601 | 809-601-000-02x | MA601 stud | Stud, Stainless steel (AISI 303) Sensor side : 1/4-28" Machine side : M8 x 1.25 Compatible with CE620, CE630, CE687, PV660, PV685 | CExxx, PVxxx, GSI127, MA122, MA60x | N/A
MA601 | 809-601-000-03x | MA601 stud | Stud, Stainless steel (AISI 303) Sensor side : 1/4-28" Machine side : M8 x 1 Compatible with CE620, CE630, CE687, PV660, PV685 | CExxx, PVxxx, GSI127, MA122, MA60x | N/A
MA602 | 809-602-000-01x | MA602 Adhesive pad stud | MA602 Adhesive pad stud Adhesive pad, Stainless steel (AISI 316L) Sensor side : 1/4-28" Machine side : 22mm Hexagonal Adhesive to be used : Loctite 330 (not included) Compatible with CE620, CE630, CE687, PV660, PV685 | CExxx, PVxxx, GSI127, MA122, MA60x | N/A
MF101 | 809-101-000-01x | MF101 Mechanical filter | Mechanical filter for CA 20x | CA202, IPC707, GSI127, MA133, MF101 | N/A
MS3106F10SL-45 | 957.11.07.0117 | MS3106F10SL-45 Connector | Connector MS 3106F10SL-4S with backshell, olive finish. | CA175, IPC707, GSI127 | N/A
MT134 | 809-134-000-01x | MT134 Terminal blocks | Interconnection Terminal Blocks 0.5 - 1.5 mm2, for ABA 15X | MT134, MA130, ABAxxx | N/A
PA150-11x | 800-150-000-11x | PA150-11x Probe mounting adapter | Probe mounting adapter with polyester housing, different choice of stainless steel rod lengths, adapter threads or cable fittings, including a proximity chain measurement TQ912 and IQS900 with 1m cable | TQxxx, EAxxx, IQS9xx, GSI127, TSM201, MA130, PA15x, IP172, KS107, SG1xx, JB118, ABAxxx | See TQ912/IQS900 certification
PA151-11x | 800-151-000-11x | PA151-11x Probe mounting adapter | Probe mounting adapter with polyester housing, different choice of stainless steel rod lengths, adapter threads or cable fittings, for the mounting of a proximity probe TQ 912 | TQxxx, EAxxx, IQS9xx, GSI127, TSM201, MA130, PA15x, IP172, KS107, SG1xx, JB118, ABAxxx | Ex e G Zone 1 (Russia, Belarus, Kyrgyzstan, Armenia, Kazakhstan) / Validity 18.02.2026
PA152-11x | 800-152-000-11x | PA152-11x Probe mounting adapter | Probe mounting adapter with aluminum housing for high temp. application (200°C), different choice of stainless steel rod lengths, adapter threads or cable fittings, for the mounting of a proximity probe TQ 912 | TQxxx, EAxxx, IQS9xx, GSI127, TSM201, MA130, PA15x, IP172, KS107, SG1xx, JB118, ABAxxx | No
PA153-11x | 800-153-000-11x | PA153-11x Probe mounting adapter for TQ912 without TQ | PA153 Probe mounting adapter for TQ412 without TQ | TQxxx, EAxxx, IQS9xx, GSI127, TSM201, MA130, PA15x, IP172, KS107, SG1xx, JB118, ABAxxx | No
PV660-11x | 440-660-000-11x | PV660-11x Piezoelectric velocity sensor | Piezoelectric velocity sensor, 4mV/mm/s (100mV/ips), -55 to 120°C, top exit | PVxxx, GSI127, MA122, MA60x, EC622, EC632, EC318, EC319, ABAxxx, JB105, JB116 | No
PV685-11x | 440-685-000-11x | PV685-11x Piezoelectric velocity sensor | Piezoelectric velocity sensor, 4-20mA output, -55 to 90°C, top exit | PVxxx, GSI127, MA122, MA60x, EC622, EC632, EC318, EC319, ABAxxx, JB105, JB116 | No
PV685-21x | 440-685-000-21x | PV685-21x Piezoelectric velocity sensor | Piezoelectric velocity sensor, 4-20mA output, -55 to 90°, 5m Teflon FEP cable with overbraid | PVxxx, GSI127, MA122, MA60x, EC622, EC632, EC318, EC319, ABAxxx, JB105, JB116 | No
RE | VMD-RE-030-050-000 | RE Proximity transducer | 030: Sensor = RE030 050: Length = 5 m 000: Protected length = 0m | RExxx.RE101 | No
RE | VMD-RE-030-100-000 | RE Proximity transducer | 030: Sensor = RE030 100: Length = 10 m 000: Protected length = 0m | RExxx.RE101 | No
RE-002 | RE-002-A022-E050-F0-G000 | RE-002 Proximity transducer | A022: Sensor = RE022-002 E050: Length = 5 m F0: Protection = Without G000: Protected length = Without | RExxx-002, RE101-002 | No
RE-002 | RE-002-A022-E100-F0-G000 | RE-002 Proximity transducer | A022: Sensor = RE022-002 E100: Length = 10 m F0: Protection = Without G000: Protected length = Without | RExxx-002, RE101-002 | No
RE-002 | RE-002-A022-E100-F1-G098 | RE-002 Proximity transducer | A022: Sensor = RE022-002 E100: Length = 10 m F1: Protection = With G098: Protected length = 9.8 m | RExxx-002, RE101-002 | No
RE-002 | RE-002-A030-E050-F0-G000 | RE-002 Proximity transducer | A030: Sensor = RE030-002 (available end 2023) E050: Length = 5 m F0: Protection = Without G000: Protected length = Without | RExxx-002, RE101-002 | No
RE-002 | RE-002-A030-E100-F0-G000 | RE-002 Proximity transducer | A030: Sensor = RE030-002 (available end 2023) E100: Length = 10 m F0: Protection = Without G000: Protected length = Without | RExxx-002, RE101-002 | No
RE-002 | RE-002-A030-E100-F1-G098 | RE-002 Proximity transducer | A030: Sensor = RE030-002 (available end 2023) E100: Length = 10 m F1: Protection = With G098: Protected length = 9.8 m | RExxx-002, RE101-002 | No
RE101 | VMD-RE101-030-02-32-050 | RE101 Transmitter 1 channel | 030: Sensor = RE030 02: Measuring range start = 2 mm 32: Measuring range end = 32 mm 050: Cable length = 5 m | RExxx.RE101 | No
RE101-002 | RE101-002-A022-C02-D22-E05 | RE101-002 Transmitter 1 channel | A022: Sensor = RE022-002 C02: Measuring range start = 2 mm D22: Measuring range end = 22 mm E05: Cable length = 5 m | RExxx-002, RE101-002 | No
RE101-002 | RE101-002-A022-C02-D24-E05 | RE101-002 Transmitter 1 channel | A022: Sensor = RE022-002 C02: Measuring range start = 2 mm D24: Measuring range end = 24 mm E05: Cable length = 5 m | RExxx-002, RE101-002 | No
RE101-002 | RE101-002-A022-C02-D24-E10 | RE101-002 Transmitter 1 channel | A022: Sensor = RE022-002 C02: Measuring range start = 2 mm D24: Measuring range end = 24 mm E10: Cable length = 10 m | RExxx-002, RE101-002 | No
RE101-002 | RE101-002-A022-C03-D23-E10 | RE101-002 Transmitter 1 channel | A022: Sensor = RE022-002 C03: Measuring range start = 3 mm D23: Measuring range end = 23 mm E10: Cable length = 10 m | RExxx-002, RE101-002 | No
RE101-002 | RE101-002-A030-C02-D32-E05 | RE101-002 Transmitter 1 channel | A030: Sensor = RE030-002 (available end 2023) C02: Measuring range start = 2 mm D32: Measuring range end = 32 mm E05: Cable length = 5 m | RExxx-002, RE101-002 | No
RE101-002 | RE101-002-A030-C02-D32-E10 | RE101-002 Transmitter 1 channel | A030: Sensor = RE030-002 (available end 2023) C02: Measuring range start = 2 mm D32: Measuring range end = 32 mm E10: Cable length = 10 m | RExxx-002, RE101-002 | No
SE120-012 | 424-120-000-01x | SE120-012 Piezoresistive Accelerometer | 0°C to 75°C, 2mA/g, 0.2 - 700 Hz, MS3111F8-33P connector, 1m integral cable | JB105, JB116 | No
SE120-032 | 424-120-000-03x | SE120-032 Piezoresistive Accelerometer | 0°C to 75°C, 2mA/g, 0.2 - 700 Hz, flying leads, 10m integral cable | JB105, JB116 | No
SE120-112 | 424-120-000-11x | SE120-112 Piezoresistive Accelerometer | 0°C to 75°C, 2mA/g, 0.2 - 700 Hz, EN2997RS60803MN connector, 1m integral cable | JB105, JB116 | No
SE120-122 | 424-120-000-12x | SE120-122 Piezoresistive Accelerometer | 0°C to 75°C, 2mA/g, 0.2 - 700 Hz, EN2997RS60803MN connector, 5m integral cable | JB105, JB116 | No
SE120-212 | 424-120-000-21x | SE120-212 Piezoresistive Accelerometer | 0°C to 75°C, 2mA/g, 0.2 - 700 Hz, MS3111F8-33P connector, 5m integral cable | JB105, JB116 | No
Seal | 143-215-902-01x | Seal for CP21x dynamic pressure sensors | Seal (int.) for CP 21x or CP 5xx made of Inconel 600 | CPxxx, IPC707, GSI127, EC153, MA Seal, ABAxxx, JB105, JB116 | N/A
Seal | 143-215-903-01x | Seal for CP21x dynamic pressure sensors | Seal (ext.) for CP 21x or CP 5xx made of Inconel 600 | CPxxx, IPC707, GSI127, EC153, MA Seal, ABAxxx, JB105, JB116 | N/A
Seal | 143-232-901-32x | Seal for CP232 dynamic pressure sensors | Seal for CP 232 version 2XX made of silver plated stainless steel | CPxxx, IPC707, GSI127, MA131, ABAxxx, JB105, JB116 | N/A
SG101 | 800-101-000-00x | SG101 Cable feedthrough | Cable feedthrough M12x1.5 with double stuffing gland for coaxial cable ø0.7 - 2.7mm and flexible metallic protective tube ø5 - 7mm | TQxxx, EAxxx, IQS9xx, GSI127, TSM201, MA130, PA15x, IP172, KS107, SG1xx, JB118, ABAxxx | N/A
SG102 | 800-102-000-00x | SG102 Cable feedthrough | Cable feedthrough M12x1.5 with double stuffing gland ø0.2 ÷ 4 / ø6 ÷ 8. | TQxxx, EAxxx, IQS9xx, GSI127, TSM201, MA130, PA15x, IP172, KS107, SG1xx, JB118, ABAxxx | N/A
SG164 | 800-164-000-01x | SG164 Cable feedthrough | Cable feedthrough for up to 4 TQs providing high-pressure barrier up to 10bar, different adapters available. | TQxxx, EAxxx, IQS9xx, GSI127, TSM201, MA130, PA15x, IP172, KS107, SG1xx, JB118, ABAxxx | N/A
TA102 | 444-310-401-10x | TA102 Mounting adaptor | Mounting adapter for CE 31x, stainless steel square base with M20 stud | CE31x, GSI127, TA102, ABAxxx, JB105, JB116 | N/A
TA104 | 144-136-301-10x | TA104 Mounting adaptor | Mounting adapter for CA/CE 13x and 28x, stainless steel hexagonal base with M8 stud | CA13x, CA28x, CE13x, CE28x, IPC707, GSI127, TA104, TA105 | N/A
TA114 | 800-114-000-01x | TA114 Mounting adaptor | Mounting adapter for velocity transducer type CV 210, stainless steel hexagonal base, M8 to M8 | VE210, GSI127, EC439, EC440, TA114, ABAxxx, JB105, JB116 | N/A
TQ401-01x | 111-401-000-01x | TQ401-01x Proximity transducer | Proximity Transducer with tip Ø 5mm, IP 68 rating, self-locking connector, measuring range 2mm, matching IQS 450 signal conditioner (coding B1X) | TQxxx, EAxxx, IQS9xx, GSI127, TSM201, MA130, PA15x, IP172, KS107, SG1xx, JB118, ABAxxx | Ex ia G Zone 0 (Europa) / Validity : None Ex ia G Zone 0 (India) / Validity : 31.12.2023 Ex ia G Zone 0 (International) / Validity : None Ex ia G Zone 0 (Korea) / Validity : None Ex ia G Zone 0 (North America) / Validity : None Ex ia G Zone 0 (Russia, Belarus, Kyrgyzstan, Armenia, Kazakhstan) / Validity : 16.02.2026 Ex nA G Zone 2 (Europa) / Validity : None Ex nA G Zone 2 (International) / Validity : None Ex nA G Zone 2 (North America) / Validity : None Ex nA G Zone 2 (Russia, Belarus, Kyrgyzstan, Armenia, Kazakhstan) / Validity : 16.02.2026
TQ402-11x | 111-402-000-11x | TQ402-11x Proximity transducer | Radial proximity transducer with tip Ø 8.2mm, 5m integral cable, self-locking connector, measuring range 2 or 4mm, matching IQS 450 signal conditioner | TQxxx, EAxxx, IQS9xx, GSI127, TSM201, MA130, PA15x, IP172, KS107, SG1xx, JB118, ABAxxx | No
TQ403-01x | 111-403-000-01x | TQ403-01x Proximity transducer | Proximity Transducer with tip Ø 18mm, IP 68 rating, self-locking connector, measuring range 12mm, matching IQS 450 signal conditioner (coding B3X) | TQxxx, EAxxx, IQS9xx, GSI127, TSM201, MA130, PA15x, IP172, KS107, SG1xx, JB118, ABAxxx | Ex ia G Zone 0 (Europa) / Validity : None Ex ia G Zone 0 (India) / Validity : 31.12.2023 Ex ia G Zone 0 (International) / Validity : None Ex ia G Zone 0 (Korea) / Validity : None Ex ia G Zone 0 (North America) / Validity : None Ex ia G Zone 0 (Russia, Belarus, Kyrgyzstan, Armenia, Kazakhstan) / Validity : 16.02.2026 Ex nA G Zone 2 (Europa) / Validity : None Ex nA G Zone 2 (International) / Validity : None Ex nA G Zone 2 (North America) / Validity : None Ex nA G Zone 2 (Russia, Belarus, Kyrgyzstan, Armenia, Kazakhstan) / Validity : 16.02.2026
TQ412-12x | 111-412-000-12x | TQ412-12x Proximity transducer | Proximity Transducer with tip Ø 8.2mm with 1m integral cable for PA 150, Ex ia approved, IP 68 rating, self-locking connector, measuring range 2 or 4mm | TQxxx, EAxxx, IQS9xx, GSI127, TSM201, MA130, PA15x, IP172, KS107, SG1xx, JB118, ABAxxx | Ex ia G Zone 0 (Europa) / Validity : None Ex ia G Zone 0 (India) / Validity : 31.12.2023 Ex ia G Zone 0 (International) / Validity : None Ex ia G Zone 0 (Korea) / Validity : None Ex ia G Zone 0 (North America) / Validity : None Ex ia G Zone 0 (Russia, Belarus, Kyrgyzstan, Armenia, Kazakhstan) / Validity : 16.02.2026
TQ412-13x | 111-412-000-13x | TQ412-13x Proximity transducer | Proximity Transducer with tip Ø 8.2mm with 1m integral cable for PA 150, Ex nA approved, IP 68 rating, self-locking connector, measuring range 2 or 4mm | TQxxx, EAxxx, IQS9xx, GSI127, TSM201, MA130, PA15x, IP172, KS107, SG1xx, JB118, ABAxxx | Ex nA G Zone 2 (Europa) / Validity : None Ex nA G Zone 2 (International) / Validity : None Ex nA G Zone 2 (North America) / Validity : None Ex nA G Zone 2 (Russia, Belarus, Kyrgyzstan, Armenia, Kazakhstan) / Validity : 16.02.2026
TQ422-01x | 111-422-000-01x | TQ422-01x Proximity transducer | Proximity Transducer with tip Ø 12.7mm, pressure proof 100 bar at the tip, self-locking connector, measuring range 4mm, matching IQS 450 signal conditioner (coding B2X) | TQxxx, EAxxx, IQS9xx, GSI127, TSM201, MA130, PA15x, IP172, KS107, SG1xx, JB118, ABAxxx | Ex ia G Zone 0 (Europa) / Validity : None Ex ia G Zone 0 (India) / Validity : 31.12.2023 Ex ia G Zone 0 (International) / Validity : None Ex ia G Zone 0 (Korea) / Validity : None Ex ia G Zone 0 (North America) / Validity : None Ex ia G Zone 0 (Russia, Belarus, Kyrgyzstan, Armenia, Kazakhstan) / Validity : 16.02.2026 Ex nA G Zone 2 (Europa) / Validity : None Ex nA G Zone 2 (International) / Validity : None Ex nA G Zone 2 (North America) / Validity : None Ex nA G Zone 2 (Russia, Belarus, Kyrgyzstan, Armenia, Kazakhstan) / Validity : 16.02.2026
TQ423-01x | 111-423-000-01x | TQ423-01x Proximity transducer | Proximity Transducer with tip Ø 25mm, pressure proof 100 bar at the tip, self-locking connector, measuring range 12mm, matching IQS 450 signal conditioner (coding B3X) | TQxxx, EAxxx, IQS9xx, GSI127, TSM201, MA130, PA15x, IP172, KS107, SG1xx, JB118, ABAxxx | Ex ia G Zone 0 (Europa) / Validity : None Ex ia G Zone 0 (India) / Validity : 31.12.2023 Ex ia G Zone 0 (International) / Validity : None Ex ia G Zone 0 (Korea) / Validity : None Ex ia G Zone 0 (North America) / Validity : None Ex ia G Zone 0 (Russia, Belarus, Kyrgyzstan, Armenia, Kazakhstan) / Validity : 16.02.2026 Ex nA G Zone 2 (Europa) / Validity : None Ex nA G Zone 2 (International) / Validity : None Ex nA G Zone 2 (North America) / Validity : None Ex nA G Zone 2 (Russia, Belarus, Kyrgyzstan, Armenia, Kazakhstan) / Validity : 16.02.2026
TQ423-11x | 111-423-000-11x | TQ423-11x Proximity transducer | Proximity Transducer with tip Ø 25mm, pressure proof 100 bar at the tip, self-locking connector, measuring range 12mm, matching IQS 450 signal conditioner (coding B3X) | TQxxx, EAxxx, IQS9xx, GSI127, TSM201, MA130, PA15x, IP172, KS107, SG1xx, JB118, ABAxxx | No
TQ432-01x | 111-432-000-01x | TQ432-01x Proximity transducer | Proximity Transducer with tip Ø 12.7mm, pressure proof 100 bar at the tip, self-locking connector, reverse mount, measuring range 4mm, matching IQS 450 signal conditioner (coding B2X) | TQxxx, EAxxx, IQS9xx, GSI127, TSM201, MA130, PA15x, IP172, KS107, SG1xx, JB118, ABAxxx | Ex ia G Zone 0 (Europa) / Validity : None Ex ia G Zone 0 (India) / Validity : 31.12.2023 Ex ia G Zone 0 (International) / Validity : None Ex ia G Zone 0 (Korea) / Validity : None Ex ia G Zone 0 (North America) / Validity : None Ex ia G Zone 0 (Russia, Belarus, Kyrgyzstan, Armenia, Kazakhstan) / Validity : 16.02.2026 Ex nA G Zone 2 (Europa) / Validity : None Ex nA G Zone 2 (International) / Validity : None Ex nA G Zone 2 (North America) / Validity : None Ex nA G Zone 2 (Russia, Belarus, Kyrgyzstan, Armenia, Kazakhstan) / Validity : 16.02.2026
TQ442-01x | 111-442-000-01x | TQ442-01x Proximity transducer | Proximity Transducer with right angle probe tip Ø 8.2mm, IP 68 rating, self-locking connector measuring range 2 or 4mm, matching IQS 45X signal conditioner | TQxxx, EAxxx, IQS9xx, GSI127, TSM201, MA130, PA15x, IP172, KS107, SG1xx, JB118, ABAxxx | Ex ia G Zone 0 (Europa) / Validity : None Ex ia G Zone 0 (India) / Validity : 31.12.2023 Ex ia G Zone 0 (International) / Validity : None Ex ia G Zone 0 (Korea) / Validity : None Ex ia G Zone 0 (North America) / Validity : None Ex ia G Zone 0 (Russia, Belarus, Kyrgyzstan, Armenia, Kazakhstan) / Validity : 16.02.2026 Ex nA G Zone 2 (Europa) / Validity : None Ex nA G Zone 2 (International) / Validity : None Ex nA G Zone 2 (North America) / Validity : None Ex nA G Zone 2 (Russia, Belarus, Kyrgyzstan, Armenia, Kazakhstan) / Validity : 16.02.2026
TQ902-01x | 111-902-000-01x | TQ902-01x Proximity transducer | Proximity Transducer with tip Ø 8.2mm, IP 68 rating, self-locking connector, measuring range 2 or 4mm, matching IQS450 or IQS900 signal conditioner (coding B2X) | TQxxx, EAxxx, IQS9xx, GSI127, TSM201, MA130, PA15x, IP172, KS107, SG1xx, JB118, ABAxxx | Ex e G Zone 2 (Russia, Belarus, Kyrgyzstan, Armenia, Kazakhstan) / Validity : 01.09.2026 Ex ec G Zone 2 (Europa) / Validity : None Ex ec G Zone 2 (International) / Validity : None Ex ec G Zone 2 (Korea) / Validity : None Ex ec G Zone 2 (North America) / Validity : None Ex ec G Zone 2 (United Kingdom) / Validity : None
TQ902-11x | 111-902-000-11x | TQ902-11x Proximity transducer | Proximity Transducer with tip Ø 8.2mm, IP 68 rating, self-locking connector, measuring range 2 or 4mm, matching IQS450 or IQS900 signal conditioner (coding B2X) | TQxxx, EAxxx, IQS9xx, GSI127, TSM201, MA130, PA15x, IP172, KS107, SG1xx, JB118, ABAxxx | Ex e G Zone 2 (Russia, Belarus, Kyrgyzstan, Armenia, Kazakhstan) / Validity : 01.09.2026 Ex ec G Zone 2 (Europa) / Validity : None Ex ec G Zone 2 (International) / Validity : None Ex ec G Zone 2 (Korea) / Validity : None Ex ec G Zone 2 (North America) / Validity : None Ex ec G Zone 2 (United Kingdom) / Validity : None
TQ912-01x | 111-912-000-01x | TQ912-01x Proximity transducer | Proximity Transducer for reverse mount with tip Ø 8.2mm, IP 68 rating, self-locking connector, measuring range 2 or 4mm, matching IQS 450 signal conditioner (coding B2X) | TQxxx, EAxxx, IQS9xx, GSI127, TSM201, MA130, PA15x, IP172, KS107, SG1xx, JB118, ABAxxx | Ex e G Zone 2 (Russia, Belarus, Kyrgyzstan, Armenia, Kazakhstan) / Validity : 01.09.2026 Ex ec G Zone 2 (Europa) / Validity : None Ex ec G Zone 2 (International) / Validity : None Ex ec G Zone 2 (Korea) / Validity : None Ex ec G Zone 2 (North America) / Validity : None Ex ec G Zone 2 (United Kingdom) / Validity : None
TQ912-11x | 111-912-000-11x | TQ912-11x Proximity transducer | Proximity Transducer for reverse mount with tip Ø 8.2mm, IP 68 rating, self-locking connector, measuring range 2 or 4mm, matching IQS 450 signal conditioner (coding B2X) | TQxxx, EAxxx, IQS9xx, GSI127, TSM201, MA130, PA15x, IP172, KS107, SG1xx, JB118, ABAxxx | Ex e G Zone 2 (Russia, Belarus, Kyrgyzstan, Armenia, Kazakhstan) / Validity : 01.09.2026 Ex ec G Zone 2 (Europa) / Validity : None Ex ec G Zone 2 (International) / Validity : None Ex ec G Zone 2 (Korea) / Validity : None Ex ec G Zone 2 (North America) / Validity : None Ex ec G Zone 2 (United Kingdom) / Validity : None
TQ912-21x | 111-912-000-21x | TQ912-21x Proximity transducer | Proximity Transducer for reverse mount with tip Ø 8.2mm, IP 68 rating, self-locking connector, measuring range 2 or 4mm, matching IQS 450 signal conditioner (coding B2X) | TQxxx, EAxxx, IQS9xx, GSI127, TSM201, MA130, PA15x, IP172, KS107, SG1xx, JB118, ABAxxx | Ex e G Zone 2 (Russia, Belarus, Kyrgyzstan, Armenia, Kazakhstan) / Validity : 01.09.2026 Ex ec G Zone 2 (Europa) / Validity : None Ex ec G Zone 2 (International) / Validity : None Ex ec G Zone 2 (Korea) / Validity : None Ex ec G Zone 2 (North America) / Validity : None Ex ec G Zone 2 (United Kingdom) / Validity : None
TQ922-01x | 111-922-000-01x | TQ922-01x Proximity transducer | Proximity Transducer with tip Ø 12.7mm, pressure proof 100 bar at the tip, self-locking connector, measuring range 4mm, matching IQS 900 signal conditioner (coding B2X) | TQxxx, EAxxx, IQS9xx, GSI127, TSM201, MA130, PA15x, IP172, KS107, SG1xx, JB118, ABAxxx | Ex e G Zone 2 (Russia, Belarus, Kyrgyzstan, Armenia, Kazakhstan) / Validity : 01.09.2026 Ex ec G Zone 2 (Europa) / Validity : None Ex ec G Zone 2 (International) / Validity : None Ex ec G Zone 2 (Korea) / Validity : None Ex ec G Zone 2 (North America) / Validity : None Ex ec G Zone 2 (United Kingdom) / Validity : None Ex e G Zone 2 (Russia, Belarus, Kyrgyzstan, Armenia, Kazakhstan) / Validity : 01.09.2026 Ex ec G Zone 2 (Europa) / Validity : None Ex ec G Zone 2 (International) / Validity : None Ex ec G Zone 2 (Korea) / Validity : None Ex ec G Zone 2 (North America) / Validity : None Ex ec G Zone 2 (United Kingdom) / Validity : None Ex e G Zone 2 (Russia, Belarus, Kyrgyzstan, Armenia, Kazakhstan) / Validity : 01.09.2026 Ex ec G Zone 2 (Europa) / Validity : None Ex ec G Zone 2 (International) / Validity : None Ex ec G Zone 2 (Korea) / Validity : None Ex ec G Zone 2 (North America) / Validity : None Ex ec G Zone 2 (United Kingdom) / Validity : None Ex e G Zone 2 (Russia, Belarus, Kyrgyzstan, Armenia, Kazakhstan) / Validity : 01.09.2026 Ex ec G Zone 2 (Europa) / Validity : None Ex ec G Zone 2 (International) / Validity : None Ex ec G Zone 2 (Korea) / Validity : None Ex ec G Zone 2 (North America) / Validity : None Ex ec G Zone 2 (United Kingdom) / Validity : None Ex ib G Zone 1 (Europa) / Validity : None Ex ib G Zone 1 (International) / Validity : None Ex ib G Zone 1 (Korea) / Validity : None Ex ib G Zone 1 (Russia, Belarus, Kyrgyzstan, Armenia, Kazakhstan) / Validity : 18.02.2026 Ex nA G Zone 2 (Europa) / Validity : None Ex nA G Zone 2 (International) / Validity : None Ex nA G Zone 2 (Russia, Belarus, Kyrgyzstan, Armenia, Kazakhstan) / Validity : 18.02.2026
TQ932-01x | 111-932-000-01x | TQ932-01x Proximity transducer | Proximity Transducer with tip Ø 12.7mm, pressure proof 100 bar at the tip, self-locking connector, reverse mount, measuring range 4mm, matching IQS 900 signal conditioner (coding B2X) | TQxxx, EAxxx, IQS9xx, GSI127, TSM201, MA130, PA15x, IP172, KS107, SG1xx, JB118, ABAxxx | Ex e G Zone 2 (Russia, Belarus, Kyrgyzstan, Armenia, Kazakhstan) / Validity : 01.09.2026 Ex ec G Zone 2 (Europa) / Validity : None Ex ec G Zone 2 (International) / Validity : None Ex ec G Zone 2 (Korea) / Validity : None Ex ec G Zone 2 (North America) / Validity : None Ex ec G Zone 2 (United Kingdom) / Validity : None Ex e G Zone 2 (Russia, Belarus, Kyrgyzstan, Armenia, Kazakhstan) / Validity : 01.09.2026 Ex ec G Zone 2 (Europa) / Validity : None Ex ec G Zone 2 (International) / Validity : None Ex ec G Zone 2 (Korea) / Validity : None Ex ec G Zone 2 (North America) / Validity : None Ex ec G Zone 2 (United Kingdom) / Validity : None Ex e G Zone 2 (Russia, Belarus, Kyrgyzstan, Armenia, Kazakhstan) / Validity : 01.09.2026 Ex ec G Zone 2 (Europa) / Validity : None Ex ec G Zone 2 (International) / Validity : None Ex ec G Zone 2 (Korea) / Validity : None Ex ec G Zone 2 (North America) / Validity : None Ex ec G Zone 2 (United Kingdom) / Validity : None Ex e G Zone 2 (Russia, Belarus, Kyrgyzstan, Armenia, Kazakhstan) / Validity : 01.09.2026 Ex ec G Zone 2 (Europa) / Validity : None Ex ec G Zone 2 (International) / Validity : None Ex ec G Zone 2 (Korea) / Validity : None Ex ec G Zone 2 (North America) / Validity : None Ex ec G Zone 2 (United Kingdom) / Validity : None Ex ib G Zone 1 (Europa) / Validity : None Ex ib G Zone 1 (International) / Validity : None Ex ib G Zone 1 (Korea) / Validity : None Ex ib G Zone 1 (Russia, Belarus, Kyrgyzstan, Armenia, Kazakhstan) / Validity : 18.02.2026 Ex nA G Zone 2 (Europa) / Validity : None Ex nA G Zone 2 (International) / Validity : None Ex nA G Zone 2 (Russia, Belarus, Kyrgyzstan, Armenia, Kazakhstan) / Validity : 18.02.2026
TQ942-01x | 111-942-000-01x | TQ942-01x Proximity transducer | Proximity Transducer with right angle probe tip Ø 8.2mm, IP 68 rating, self-locking connector measuring range 2 or 4mm, matching IQS 900 signal conditioner | TQxxx, EAxxx, IQS9xx, GSI127, TSM201, MA130, PA15x, IP172, KS107, SG1xx, JB118, ABAxxx | Ex e G Zone 2 (Russia, Belarus, Kyrgyzstan, Armenia, Kazakhstan) / Validity : 01.09.2026 Ex ec G Zone 2 (Europa) / Validity : None Ex ec G Zone 2 (International) / Validity : None Ex ec G Zone 2 (Korea) / Validity : None Ex ec G Zone 2 (North America) / Validity : None Ex ec G Zone 2 (United Kingdom) / Validity : None Ex e G Zone 2 (Russia, Belarus, Kyrgyzstan, Armenia, Kazakhstan) / Validity : 01.09.2026 Ex ec G Zone 2 (Europa) / Validity : None Ex ec G Zone 2 (International) / Validity : None Ex ec G Zone 2 (Korea) / Validity : None Ex ec G Zone 2 (North America) / Validity : None Ex ec G Zone 2 (United Kingdom) / Validity : None Ex e G Zone 2 (Russia, Belarus, Kyrgyzstan, Armenia, Kazakhstan) / Validity : 01.09.2026 Ex ec G Zone 2 (Europa) / Validity : None Ex ec G Zone 2 (International) / Validity : None Ex ec G Zone 2 (Korea) / Validity : None Ex ec G Zone 2 (North America) / Validity : None Ex ec G Zone 2 (United Kingdom) / Validity : None Ex e G Zone 2 (Russia, Belarus, Kyrgyzstan, Armenia, Kazakhstan) / Validity : 01.09.2026 Ex ec G Zone 2 (Europa) / Validity : None Ex ec G Zone 2 (International) / Validity : None Ex ec G Zone 2 (Korea) / Validity : None Ex ec G Zone 2 (North America) / Validity : None Ex ec G Zone 2 (United Kingdom) / Validity : None Ex ib G Zone 1 (Europa) / Validity : None Ex ib G Zone 1 (International) / Validity : None Ex ib G Zone 1 (Korea) / Validity : None Ex ib G Zone 1 (Russia, Belarus, Kyrgyzstan, Armenia, Kazakhstan) / Validity : 18.02.2026 Ex nA G Zone 2 (Europa) / Validity : None Ex nA G Zone 2 (International) / Validity : None Ex nA G Zone 2 (Russia, Belarus, Kyrgyzstan, Armenia, Kazakhstan) / Validity : 18.02.2026
TSG201 | TSG201 | TSG201 Transmitter 1 channel for velocity measurement | Measuring range 10, 20 or 30mm/s eff (RMS) match with Sensor 100mV/g constant current supply 4 to 20 mA, max. load 500 Ohm, 0 to +85 °C Power supply +24 VDC (18 – 30 V), max. 100 mA Screw terminals PVC DIN-Rail housing, IP30, 114,5 x 99 x 22,5 mm | TSG201, CE6xx, Ecxxx, GSI127 | No
TSG201-2R | TSG201_2R | TSG201-2R Transmitter 2 channels for velocity measurement | LCD Display 2 Relays Match with Sensor 100mV/g constant current supply Measuring range 25, 50 or 100mm/s eff (RMS) or 250, 500, 1000 μm p-p 4 to 20 mA, max. load 500 Ohm, 0 to +70 °C Power supply +24VDC (18 - 30 V), max. 250mA Screw terminals PVC DIN-Rail housing, IP40, 105 x 142 x 68 mm | TSG201, CE6xx, Ecxxx, GSI127 | No
TSG202 | TSG202 | TSG202 Transmitter 1 channel for velocity measurement | Match with Sensor 23 mV / mm/ sec Measuring range 10, 20 or 30mm/s eff (RMS) 4 to 20 mA, max. load 500 Ohm, 0 to +85 °C Power supply +24VDC (18 – 30 V), max. 80 mA Screw terminals PVC DIN-Rail housing, IP30, 114,5 x 99 x 22,5 mm | TSG202, CV211 | No
TSM201 | TSM201 | TSM201 Transmitter for phase position and differential speed | Transmitter for phase position and differential speed OEM version Screw terminals PVC DIN-Rail housing | TQxxx, EAxxx, IQS9xx, GSI127, TSM201, MA130, PA15x, IP172, KS107, SG1xx, JB118, ABAxxx | No
TWW103M1 | TWW103_M1-A1-H05 | TWW103M1 Transmitter | 1 channel position transmitter for sensor WW018 only A1: Environment = Standard H05: Total System Length = 5 m | WW018, TWW103M1 | No
TWW103M1 | TWW103_M1-A2-H05 | TWW103M1 Transmitter | 1 channel position transmitter for sensor WW018 only A2: Environment = ATEX H05: Total System Length = 5 m | WW018, TWW103M1 | Ongoing
TWW251 | TWW251-A8-B1-C1 | TWW251 Transmitter | Monitors the rod position of reciprocating compressors (Rod Drop) by means of proximity transducers TQ 4xx/9xx and signal conditioners IQS 4xx/9xx. A8: Trigger = Master B1: Reference = Notch C1: Trigger fault = Switch to average | TQxxx, EAxxx, IQS9xx, GSI127, TSM201, MA130, PA15x, IP172, KS107, SG1xx, JB118, ABAxxx | No
TWW251 | TWW251-A8-B1-C2 | TWW251 Transmitter | Monitors the rod position of reciprocating compressors (Rod Drop) by means of proximity transducers TQ 4xx/9xx and signal conditioners IQS 4xx/9xx. A8: Trigger = Master B1: Reference = Notch C2: Trigger fault = Switch to 0V or < 3 mA | TQxxx, EAxxx, IQS9xx, GSI127, TSM201, MA130, PA15x, IP172, KS107, SG1xx, JB118, ABAxxx | No
TWW251 | TWW251-A9-B1-C1 | TWW251 Transmitter | Monitors the rod position of reciprocating compressors (Rod Drop) by means of proximity transducers TQ 4xx/9xx and signal conditioners IQS 4xx/9xx. A9: Trigger = Slave B1: Reference = Notch C1: Trigger fault = Switch to average | TQxxx, EAxxx, IQS9xx, GSI127, TSM201, MA130, PA15x, IP172, KS107, SG1xx, JB118, ABAxxx | No
TWW251 | TWW251-A9-B1-C2 | TWW251 Transmitter | Monitors the rod position of reciprocating compressors (Rod Drop) by means of proximity transducers TQ 4xx/9xx and signal conditioners IQS 4xx/9xx. A9: Trigger = Slave B1: Reference = Notch C2: Trigger fault = Switch to 0V or < 3 mA | TQxxx, EAxxx, IQS9xx, GSI127, TSM201, MA130, PA15x, IP172, KS107, SG1xx, JB118, ABAxxx | No
VE210 | 410-210-000-01x | VE210 Velocity Sensor | Low-frequency velocity transducer with integrated electronics | VE210, GSI127, EC439, EC440, TA114, ABAxxx, JB105, JB116 | Ex ia G Zone 0 (Europa) / Validity : None Ex ia G Zone 0 (International) / Validity : None Ex ia G Zone 0 (Korea) / Validity : None Ex ia G Zone 0 (North America) / Validity : None Ex ia G Zone 0 (Russia, Belarus, Kyrgyzstan, Armenia, Kazakhstan) / Validity : 17.05.2027 Ex ia G Zone 0 (United Kingdom) / Validity : None
WW017 | WW017-RE103 | WW017 Proximity transducer and RE103 Transmitter Kit | OEM version Probe WW017-A1-B1-C200-D200-E050-F1-G048-H05 -20 to +145°C, 6 mm range, tip 22mm, 5m integral cable with protection, IP67 Transmitter RE103 0 to +85 °C, 1 channel,2x 4 to 20 mA and 1x 0.5... +4.5 VDC output Power supply +24VDC Alu housing, IP67, 120 x 122 x 81 mm | WW017, RE103 | No
WW018 | WW018-A1-B1-C200-E050-F1-G048-H05 | WW018 Proximity transducer | A1: Version = Standard (- 20 to +180° C) B1: Thread = M24 x 1.5 mounting thread C200: Body length = 200 mm E050: Cable length = 5 m F1: Protection = Flexible stainless G048: Protection length = 4.8 m H05: System length = 5 m | WW018, TWW103M1 | No
WW018 | WW018-A2-B1-C200-E050-F1-G048-H05 | WW018 Proximity transducer | A2: Version = ATEX certified (Zone 2) B1: Thread = M24 x 1.5 mounting thread C200: Body length = 200 mm E050: Cable length = 5 m F1: Protection = Flexible stainless G048: Protection length = 4.8 m H05: System length = 5 m | WW018, TWW103M1 | Ongoing
WW018 | WW018-A2-B1-C300-E050-F1-G048-H05 | WW018 Proximity transducer | A2: Version = ATEX certified (Zone 2) B1: Thread = M24 x 1.5 mounting thread C300: Body length = 300 mm E050: Cable length = 5 m F1: Protection = Flexible stainless G048: Protection length = 4.8 m H05: System length = 5 m | WW018, TWW103M1 | Ongoing
IP172-01x | 500-172-000-01x | Interconnection Protection | Interconnection protection mounting kit, composed of 10x IP 172 protective fluorosilicone rubber boots, sachets of silicone grease and mounting tools in a plastic carring case. | TQxxx, EAxxx, IQS9xx, GSI127, TSM201, MA130, PA15x, IP172, KS107, SG1xx, JB118, ABAxxx | N/A
IP172-11x | 500-172-000-11x | Interconnection Protection | Interconnection protectors, composed of 10x IP 172 protective fluorosilicone rubber boots and sachets of silicone grease. | TQxxx, EAxxx, IQS9xx, GSI127, TSM201, MA130, PA15x, IP172, KS107, SG1xx, JB118, ABAxxx | N/A
BOA | 958.11.21.0003 | flexible tube protection | Stainless steel flexible tube protection Ø 3.3 / 5 mm. Length and price per meter | Cable | N/A
BOA | 958.11.21.0006 | flexible tube protection | Stainless steel flexible tube protection Ø 4 / 6 mm. Length and price per meter | Cable | N/A
BOA | 958.11.21.0100 | Flexible protection tube | Stainless steel sealed flexible tube protection Ø 5 / 8.7 mm, double-wall spiral electrically welded. Length and price per meter | Cable | N/A
BOA | 958.11.21.0253 | flexible tube protection | Stainless steel flexible tube protection Ø 5.2 / 7 mm. Length and price per meter | Cable | N/A
CP21x Mounting adaptor | 143-215-901-02x | CP215 Mounting adaptor | Mounting Adapter for CP 21x made of Inconel X-750 | CPxxx, IPC707, GSI127, EC153, MA104, MA Seal, ABAxxx, JB105, JB116 | N/A
This shape represents a slicer. Slicers are supported in Excel 2010 or later. If the shape was modified in an earlier version of Excel, or if the workbook was saved in Excel 2003 or earlier, the slicer cannot be used.
This shape represents a slicer. Slicers are supported in Excel 2010 or later. If the shape was modified in an earlier version of Excel, or if the workbook was saved in Excel 2003 or earlier, the slicer cannot be used.
This shape represents a slicer. Slicers are supported in Excel 2010 or later. If the shape was modified in an earlier version of Excel, or if the workbook was saved in Excel 2003 or earlier, the slicer cannot be used.
This shape represents a slicer. Slicers are supported in Excel 2010 or later. If the shape was modified in an earlier version of Excel, or if the workbook was saved in Excel 2003 or earlier, the slicer cannot be used.
This shape represents a slicer. Slicers are supported in Excel 2010 or later. If the shape was modified in an earlier version of Excel, or if the workbook was saved in Excel 2003 or earlier, the slicer cannot be used.
This shape represents a slicer. Slicers are supported in Excel 2010 or later. If the shape was modified in an earlier version of Excel, or if the workbook was saved in Excel 2003 or earlier, the slicer cannot be used.
This shape represents a slicer. Slicers are supported in Excel 2010 or later. If the shape was modified in an earlier version of Excel, or if the workbook was saved in Excel 2003 or earlier, the slicer cannot be used.
This shape represents a slicer. Slicers are supported in Excel 2010 or later. If the shape was modified in an earlier version of Excel, or if the workbook was saved in Excel 2003 or earlier, the slicer cannot be used.
Go to the viewer

## Viewer
Fields | Value
PNR | CVS100-A02-B02-C02-D02-E0
Name : | CVS100 Vibration Switch with accelerometer | Frequency | 10Hz to 1000Hz | Origin : | Germany
PNR : | CVS100-22221 | Temp : | -20°C to 70°C | HS Code : | 90319000000
Sensitivity : | N/A | Connection : | Screw terminals | Weight / Volume : | 3.3kg / 0.001m3
Description : | A02: Version = EX (ATEX / IECEx) EPS 22 ATEX 1 192 X : II 2G Ex db IIC T6 Gb / II 2D Ex tb IIIC T100°C Db IECEx EPS 22.0034X : Ex db IIC T6 Gb / Ex tb IIIC T100°C Db B02: Material = Stainless Steel C02: Relais = 2 D02: Terminals = Screw E0: Measuring direction = Not applicable
Related products : | CVS100
#VALUE!
Go to the search
1. Add filters on the Search sheet
2. Select which PNR you want to see.

## Data
PNR | SAP PNR | DocManager | Name | Type | Description | Text | Sensitivity | Temp min [°C] | Temp max [°C] | Freq. min [Hz] | Freq. max [Hz] | Connection | Related products | Technical info | MAINIMAGE1 | Datasheet | PRODUCT_URL | URL | Country Of Origin | HS Code | Gross Weight [kg] | Volume [m3] | Export info | Cat1 | Cat2 | Category | Ex | EAC | Patern Approval | Certifications
110-213-000-01x | 110-213-000-012 | DocManager | CV213 Velocity Transducer | CV213 | -29°C to +204°C, 20mV/mm/s, mounting thread 1/2 - 20UNF, MIL-C-5015 connector, natural frequency 10 Hz, Ex approved | . | 20mV/mm/s | -29 | 204 | 10 | 1000 | MIL-C-5015 2pin | GSI127, ED120, JB105, JB116 | . | https://catalogue.meggittsensing.com/CV213.png | https://catalogue.meggittsensing.com/CV213-en-datasheet.pdf | https://catalogue.meggittsensing.com/CV213/ | . | Switzerland | 90318000999 | 0.431 |  | . | Vibration Sensors & Conditioners | Velocity Transducers and Conditioners (CV/IVC) | . | Ex ia G Zone 0 (Europa) / Validity : None Ex ia G Zone 0 (Korea) / Validity : None Ex ia G Zone 0 (North America) / Validity : None Ex ia G Zone 0 (Russia, Belarus, Kyrgyzstan, Armenia, Kazakhstan) / Validity : 18.02.2026 | EAC (Russia, Belarus, Kyrgyzstan, Armenia, Kazakhstan) / Validity : 28.09.2025 | Pattern approval (Russia) / Validity : 15.09.2025 | .
110-214-000-01x | 110-214-000-012 | DocManager | CV214 Velocity Transducer | CV214 | -29°C to +121°C, 20mV/mm/s, mounting thread 1/2 - 20UNF, MIL-C-5015 connector, natural frequency 10 Hz, Ex approved | . | 20mV/mm/s | -29 | 121 | 10 | 1000 | MIL-C-5015 2pin | GSI127, ED121, JB105, JB116 | . | https://catalogue.meggittsensing.com/CV213.png | https://catalogue.meggittsensing.com/CV214-en-datasheet.pdf | https://catalogue.meggittsensing.com/CV214/ | . | Switzerland | 90318000999 | 0.417 |  | . | Vibration Sensors & Conditioners | Velocity Transducers and Conditioners (CV/IVC) | . | Ex ia G Zone 0 (Europa) / Validity : None Ex ia G Zone 0 (Korea) / Validity : None Ex ia G Zone 0 (North America) / Validity : None Ex ia G Zone 0 (Russia, Belarus, Kyrgyzstan, Armenia, Kazakhstan) / Validity : 18.02.2026 | EAC (Russia, Belarus, Kyrgyzstan, Armenia, Kazakhstan) / Validity : 28.09.2025 | Pattern approval (Russia) / Validity : 15.09.2025 | .
111-401-000-01x | 111-401-000-013 | DocManager | TQ401-01x Proximity transducer | TQ401-01x | Proximity Transducer with tip Ø 5mm, IP 68 rating, self-locking connector, measuring range 2mm, matching IQS 450 signal conditioner (coding B1X) | . | 8mV/µm | -40 | 180 | DC | 20000 | Mini Coaxial 12-32UNEF | TQxxx, EAxxx, IQS9xx, GSI127, TSM201, MA130, PA15x, IP172, KS107, SG1xx, JB118, ABAxxx | . | https://catalogue.meggittsensing.com/TQ401.png | https://catalogue.meggittsensing.com/TQ401-en-datasheet.pdf | https://catalogue.meggittsensing.com/TQ401/ | . | Switzerland | 90318000999 |  |  | . | Vibration Sensors & Conditioners | Proximity Measuring System (TQ/IQS/EA/PA) | . | Ex ia G Zone 0 (Europa) / Validity : None Ex ia G Zone 0 (India) / Validity : 31.12.2023 Ex ia G Zone 0 (International) / Validity : None Ex ia G Zone 0 (Korea) / Validity : None Ex ia G Zone 0 (North America) / Validity : None Ex ia G Zone 0 (Russia, Belarus, Kyrgyzstan, Armenia, Kazakhstan) / Validity : 16.02.2026 Ex nA G Zone 2 (Europa) / Validity : None Ex nA G Zone 2 (International) / Validity : None Ex nA G Zone 2 (North America) / Validity : None Ex nA G Zone 2 (Russia, Belarus, Kyrgyzstan, Armenia, Kazakhstan) / Validity : 16.02.2026 | EAC (Russia, Belarus, Kyrgyzstan, Armenia, Kazakhstan) / Validity : 28.09.2025 | Pattern approval (Kazakhstan) / Validity : 26.08.2025 Pattern approval (Russia) / Validity : 15.09.2025 | .
111-402-000-11x | 111-402-000-113 | DocManager | TQ402-11x Proximity transducer | TQ402-11x | Radial proximity transducer with tip Ø 8.2mm, 5m integral cable, self-locking connector, measuring range 2 or 4mm, matching IQS 450 signal conditioner | . | 4mV/µm | -40 | 180 | DC | 20000 | Mini Coaxial 12-32UNEF | TQxxx, EAxxx, IQS9xx, GSI127, TSM201, MA130, PA15x, IP172, KS107, SG1xx, JB118, ABAxxx | . |  |  |  | . | Switzerland | 90318000999 | 0.27 |  | . | Vibration Sensors & Conditioners | Proximity Measuring System (TQ/IQS/EA/PA) | . | No | No | No | .
111-403-000-01x | 111-403-000-013 | DocManager | TQ403-01x Proximity transducer | TQ403-01x | Proximity Transducer with tip Ø 18mm, IP 68 rating, self-locking connector, measuring range 12mm, matching IQS 450 signal conditioner (coding B3X) | . | 1.33mV/µm | -40 | 180 | DC | 20000 | Mini Coaxial 12-32UNEF | TQxxx, EAxxx, IQS9xx, GSI127, TSM201, MA130, PA15x, IP172, KS107, SG1xx, JB118, ABAxxx | . | https://catalogue.meggittsensing.com/TQ403.png | https://catalogue.meggittsensing.com/TQ403-en-datasheet.pdf | https://catalogue.meggittsensing.com/TQ403/ | . | Switzerland | 90318000999 |  |  | . | Vibration Sensors & Conditioners | Proximity Measuring System (TQ/IQS/EA/PA) | . | Ex ia G Zone 0 (Europa) / Validity : None Ex ia G Zone 0 (India) / Validity : 31.12.2023 Ex ia G Zone 0 (International) / Validity : None Ex ia G Zone 0 (Korea) / Validity : None Ex ia G Zone 0 (North America) / Validity : None Ex ia G Zone 0 (Russia, Belarus, Kyrgyzstan, Armenia, Kazakhstan) / Validity : 16.02.2026 Ex nA G Zone 2 (Europa) / Validity : None Ex nA G Zone 2 (International) / Validity : None Ex nA G Zone 2 (North America) / Validity : None Ex nA G Zone 2 (Russia, Belarus, Kyrgyzstan, Armenia, Kazakhstan) / Validity : 16.02.2026 | EAC (Russia, Belarus, Kyrgyzstan, Armenia, Kazakhstan) / Validity : 28.09.2025 | Pattern approval (Kazakhstan) / Validity : 26.08.2025 Pattern approval (Russia) / Validity : 15.09.2025 | .
111-412-000-12x | 111-412-000-123 | DocManager | TQ412-12x Proximity transducer | TQ412-12x | Proximity Transducer with tip Ø 8.2mm with 1m integral cable for PA 150, Ex ia approved, IP 68 rating, self-locking connector, measuring range 2 or 4mm | . | 4mV/µm | -40 | 180 | DC | 20000 | Mini Coaxial 12-32UNEF | TQxxx, EAxxx, IQS9xx, GSI127, TSM201, MA130, PA15x, IP172, KS107, SG1xx, JB118, ABAxxx | . |  |  |  | . | Switzerland | 90318000999 |  |  | . | Vibration Sensors & Conditioners | Proximity Measuring System (TQ/IQS/EA/PA) | . | Ex ia G Zone 0 (Europa) / Validity : None Ex ia G Zone 0 (India) / Validity : 31.12.2023 Ex ia G Zone 0 (International) / Validity : None Ex ia G Zone 0 (Korea) / Validity : None Ex ia G Zone 0 (North America) / Validity : None Ex ia G Zone 0 (Russia, Belarus, Kyrgyzstan, Armenia, Kazakhstan) / Validity : 16.02.2026 | EAC (Russia, Belarus, Kyrgyzstan, Armenia, Kazakhstan) / Validity : 28.09.2025 | Pattern approval (Kazakhstan) / Validity : 26.08.2025 Pattern approval (Russia) / Validity : 15.09.2025 | .
111-412-000-13x | 111-412-000-133 | DocManager | TQ412-13x Proximity transducer | TQ412-13x | Proximity Transducer with tip Ø 8.2mm with 1m integral cable for PA 150, Ex nA approved, IP 68 rating, self-locking connector, measuring range 2 or 4mm | . | 4mV/µm | -40 | 180 | DC | 20000 | Mini Coaxial 12-32UNEF | TQxxx, EAxxx, IQS9xx, GSI127, TSM201, MA130, PA15x, IP172, KS107, SG1xx, JB118, ABAxxx | . |  |  |  | . | Switzerland | 90319000999 |  |  | . | Vibration Sensors & Conditioners | Proximity Measuring System (TQ/IQS/EA/PA) | . | Ex nA G Zone 2 (Europa) / Validity : None Ex nA G Zone 2 (International) / Validity : None Ex nA G Zone 2 (North America) / Validity : None Ex nA G Zone 2 (Russia, Belarus, Kyrgyzstan, Armenia, Kazakhstan) / Validity : 16.02.2026 | EAC (Russia, Belarus, Kyrgyzstan, Armenia, Kazakhstan) / Validity : 28.09.2025 | Pattern approval (Kazakhstan) / Validity : 26.08.2025 Pattern approval (Russia) / Validity : 15.09.2025 | .
111-422-000-01x | 111-422-000-013 | DocManager | TQ422-01x Proximity transducer | TQ422-01x | Proximity Transducer with tip Ø 12.7mm, pressure proof 100 bar at the tip, self-locking connector, measuring range 4mm, matching IQS 450 signal conditioner (coding B2X) | . | 4mV/µm | -25 | 140 | DC | 20000 | Mini Coaxial 12-32UNEF | TQxxx, EAxxx, IQS9xx, GSI127, TSM201, MA130, PA15x, IP172, KS107, SG1xx, JB118, ABAxxx | . |  |  |  | . | Switzerland | 90318000999 |  |  | . | Vibration Sensors & Conditioners | Proximity Measuring System (TQ/IQS/EA/PA) | . | Ex ia G Zone 0 (Europa) / Validity : None Ex ia G Zone 0 (India) / Validity : 31.12.2023 Ex ia G Zone 0 (International) / Validity : None Ex ia G Zone 0 (Korea) / Validity : None Ex ia G Zone 0 (North America) / Validity : None Ex ia G Zone 0 (Russia, Belarus, Kyrgyzstan, Armenia, Kazakhstan) / Validity : 16.02.2026 Ex nA G Zone 2 (Europa) / Validity : None Ex nA G Zone 2 (International) / Validity : None Ex nA G Zone 2 (North America) / Validity : None Ex nA G Zone 2 (Russia, Belarus, Kyrgyzstan, Armenia, Kazakhstan) / Validity : 16.02.2026 | EAC (Russia, Belarus, Kyrgyzstan, Armenia, Kazakhstan) / Validity : 28.09.2025 | Pattern approval (Kazakhstan) / Validity : 26.08.2025 Pattern approval (Russia) / Validity : 15.09.2025 | .
111-423-000-01x | 111-423-000-013 | DocManager | TQ423-01x Proximity transducer | TQ423-01x | Proximity Transducer with tip Ø 25mm, pressure proof 100 bar at the tip, self-locking connector, measuring range 12mm, matching IQS 450 signal conditioner (coding B3X) | . | 1.33mV/µm | -25 | 140 | DC | 20000 | Mini Coaxial 12-32UNEF | TQxxx, EAxxx, IQS9xx, GSI127, TSM201, MA130, PA15x, IP172, KS107, SG1xx, JB118, ABAxxx | . | https://catalogue.meggittsensing.com/TQ423.png | https://catalogue.meggittsensing.com/TQ423-en-datasheet.pdf | https://catalogue.meggittsensing.com/TQ423/ | . | Switzerland | 90318000999 |  |  | . | Vibration Sensors & Conditioners | Proximity Measuring System (TQ/IQS/EA/PA) | . | Ex ia G Zone 0 (Europa) / Validity : None Ex ia G Zone 0 (India) / Validity : 31.12.2023 Ex ia G Zone 0 (International) / Validity : None Ex ia G Zone 0 (Korea) / Validity : None Ex ia G Zone 0 (North America) / Validity : None Ex ia G Zone 0 (Russia, Belarus, Kyrgyzstan, Armenia, Kazakhstan) / Validity : 16.02.2026 Ex nA G Zone 2 (Europa) / Validity : None Ex nA G Zone 2 (International) / Validity : None Ex nA G Zone 2 (North America) / Validity : None Ex nA G Zone 2 (Russia, Belarus, Kyrgyzstan, Armenia, Kazakhstan) / Validity : 16.02.2026 | EAC (Russia, Belarus, Kyrgyzstan, Armenia, Kazakhstan) / Validity : 28.09.2025 | Pattern approval (Kazakhstan) / Validity : 26.08.2025 Pattern approval (Russia) / Validity : 15.09.2025 | .
111-423-000-11x | 111-423-000-113 | DocManager | TQ423-11x Proximity transducer | TQ423-11x | Proximity Transducer with tip Ø 25mm, pressure proof 100 bar at the tip, self-locking connector, measuring range 12mm, matching IQS 450 signal conditioner (coding B3X) | . | 1.33mV/µm | -25 | 140 | DC | 20000 | Mini Coaxial 12-32UNEF | TQxxx, EAxxx, IQS9xx, GSI127, TSM201, MA130, PA15x, IP172, KS107, SG1xx, JB118, ABAxxx | . |  |  |  | . | Switzerland | 90318000999 |  |  | . | Vibration Sensors & Conditioners | Proximity Measuring System (TQ/IQS/EA/PA) | . | No | No | No | .
111-432-000-01x | 111-432-000-013 | DocManager | TQ432-01x Proximity transducer | TQ432-01x | Proximity Transducer with tip Ø 12.7mm, pressure proof 100 bar at the tip, self-locking connector, reverse mount, measuring range 4mm, matching IQS 450 signal conditioner (coding B2X) | . | 4mV/µm | -25 | 140 | DC | 20000 | Mini Coaxial 12-32UNEF | TQxxx, EAxxx, IQS9xx, GSI127, TSM201, MA130, PA15x, IP172, KS107, SG1xx, JB118, ABAxxx | . |  |  |  | . | Switzerland | 90318000999 |  |  | . | Vibration Sensors & Conditioners | Proximity Measuring System (TQ/IQS/EA/PA) | . | Ex ia G Zone 0 (Europa) / Validity : None Ex ia G Zone 0 (India) / Validity : 31.12.2023 Ex ia G Zone 0 (International) / Validity : None Ex ia G Zone 0 (Korea) / Validity : None Ex ia G Zone 0 (North America) / Validity : None Ex ia G Zone 0 (Russia, Belarus, Kyrgyzstan, Armenia, Kazakhstan) / Validity : 16.02.2026 Ex nA G Zone 2 (Europa) / Validity : None Ex nA G Zone 2 (International) / Validity : None Ex nA G Zone 2 (North America) / Validity : None Ex nA G Zone 2 (Russia, Belarus, Kyrgyzstan, Armenia, Kazakhstan) / Validity : 16.02.2026 | EAC (Russia, Belarus, Kyrgyzstan, Armenia, Kazakhstan) / Validity : 28.09.2025 | Pattern approval (Kazakhstan) / Validity : 26.08.2025 Pattern approval (Russia) / Validity : 15.09.2025 | .
111-442-000-01x | 111-442-000-013 | DocManager | TQ442-01x Proximity transducer | TQ442-01x | Proximity Transducer with right angle probe tip Ø 8.2mm, IP 68 rating, self-locking connector measuring range 2 or 4mm, matching IQS 45X signal conditioner | . | 4mV/µm | -40 | 180 | DC | 20000 | Mini Coaxial 12-32UNEF | TQxxx, EAxxx, IQS9xx, GSI127, TSM201, MA130, PA15x, IP172, KS107, SG1xx, JB118, ABAxxx | . |  |  |  | . | Switzerland | 90318000999 |  |  | . | Vibration Sensors & Conditioners | Proximity Measuring System (TQ/IQS/EA/PA) | . | Ex ia G Zone 0 (Europa) / Validity : None Ex ia G Zone 0 (India) / Validity : 31.12.2023 Ex ia G Zone 0 (International) / Validity : None Ex ia G Zone 0 (Korea) / Validity : None Ex ia G Zone 0 (North America) / Validity : None Ex ia G Zone 0 (Russia, Belarus, Kyrgyzstan, Armenia, Kazakhstan) / Validity : 16.02.2026 Ex nA G Zone 2 (Europa) / Validity : None Ex nA G Zone 2 (International) / Validity : None Ex nA G Zone 2 (North America) / Validity : None Ex nA G Zone 2 (Russia, Belarus, Kyrgyzstan, Armenia, Kazakhstan) / Validity : 16.02.2026 | EAC (Russia, Belarus, Kyrgyzstan, Armenia, Kazakhstan) / Validity : 28.09.2025 | Pattern approval (Kazakhstan) / Validity : 26.08.2025 Pattern approval (Russia) / Validity : 15.09.2025 | .
111-902-000-01x | 111-902-000-011 | DocManager | TQ902-01x Proximity transducer | TQ902-01x | Proximity Transducer with tip Ø 8.2mm, IP 68 rating, self-locking connector, measuring range 2 or 4mm, matching IQS450 or IQS900 signal conditioner (coding B2X) | . | 4mV/µm | -40 | 180 | DC | 20000 | Mini Coaxial 12-32UNEF | TQxxx, EAxxx, IQS9xx, GSI127, TSM201, MA130, PA15x, IP172, KS107, SG1xx, JB118, ABAxxx | . | https://catalogue.meggittsensing.com/TQ902.png | https://catalogue.meggittsensing.com/TQ902-en-datasheet.pdf | https://catalogue.meggittsensing.com/TQ902/ | . | Switzerland | 90318000999 |  |  | . | Vibration Sensors & Conditioners | Proximity Measuring System (TQ/IQS/EA/PA) | . | Ex e G Zone 2 (Russia, Belarus, Kyrgyzstan, Armenia, Kazakhstan) / Validity : 01.09.2026 Ex ec G Zone 2 (Europa) / Validity : None Ex ec G Zone 2 (International) / Validity : None Ex ec G Zone 2 (Korea) / Validity : None Ex ec G Zone 2 (North America) / Validity : None Ex ec G Zone 2 (United Kingdom) / Validity : None | No | Pattern approval (Russia) / Validity : 15.09.2025 | .
111-902-000-11x | 111-902-000-111 | DocManager | TQ902-11x Proximity transducer | TQ902-11x | Proximity Transducer with tip Ø 8.2mm, IP 68 rating, self-locking connector, measuring range 2 or 4mm, matching IQS450 or IQS900 signal conditioner (coding B2X) | . | 4mV/µm | -40 | 180 | DC | 20000 | Mini Coaxial 12-32UNEF | TQxxx, EAxxx, IQS9xx, GSI127, TSM201, MA130, PA15x, IP172, KS107, SG1xx, JB118, ABAxxx | . |  |  |  | . | Switzerland | 90318000999 |  |  | . | Vibration Sensors & Conditioners | Proximity Measuring System (TQ/IQS/EA/PA) | . | Ex e G Zone 2 (Russia, Belarus, Kyrgyzstan, Armenia, Kazakhstan) / Validity : 01.09.2026 Ex ec G Zone 2 (Europa) / Validity : None Ex ec G Zone 2 (International) / Validity : None Ex ec G Zone 2 (Korea) / Validity : None Ex ec G Zone 2 (North America) / Validity : None Ex ec G Zone 2 (United Kingdom) / Validity : None | No | Pattern approval (Russia) / Validity : 15.09.2025 | .
111-912-000-01x | 111-912-000-011 | DocManager | TQ912-01x Proximity transducer | TQ912-01x | Proximity Transducer for reverse mount with tip Ø 8.2mm, IP 68 rating, self-locking connector, measuring range 2 or 4mm, matching IQS 450 signal conditioner (coding B2X) | . | 4mV/µm | -40 | 180 | DC | 20000 | Mini Coaxial 12-32UNEF | TQxxx, EAxxx, IQS9xx, GSI127, TSM201, MA130, PA15x, IP172, KS107, SG1xx, JB118, ABAxxx | . | https://catalogue.meggittsensing.com/TQ912.png | https://catalogue.meggittsensing.com/TQ902-en-datasheet.pdf | https://catalogue.meggittsensing.com/TQ912/ | . | Switzerland | 90318000999 |  |  | . | Vibration Sensors & Conditioners | Proximity Measuring System (TQ/IQS/EA/PA) | . | Ex e G Zone 2 (Russia, Belarus, Kyrgyzstan, Armenia, Kazakhstan) / Validity : 01.09.2026 Ex ec G Zone 2 (Europa) / Validity : None Ex ec G Zone 2 (International) / Validity : None Ex ec G Zone 2 (Korea) / Validity : None Ex ec G Zone 2 (North America) / Validity : None Ex ec G Zone 2 (United Kingdom) / Validity : None | No | Pattern approval (Russia) / Validity : 15.09.2025 | .
111-912-000-11x | 111-912-000-111 | DocManager | TQ912-11x Proximity transducer | TQ912-11x | Proximity Transducer for reverse mount with tip Ø 8.2mm, IP 68 rating, self-locking connector, measuring range 2 or 4mm, matching IQS 450 signal conditioner (coding B2X) | . | 4mV/µm | -40 | 180 | DC | 20000 | Mini Coaxial 12-32UNEF | TQxxx, EAxxx, IQS9xx, GSI127, TSM201, MA130, PA15x, IP172, KS107, SG1xx, JB118, ABAxxx | . |  |  |  | . | Switzerland | 90318000999 |  |  | . | Vibration Sensors & Conditioners | Proximity Measuring System (TQ/IQS/EA/PA) | . | Ex e G Zone 2 (Russia, Belarus, Kyrgyzstan, Armenia, Kazakhstan) / Validity : 01.09.2026 Ex ec G Zone 2 (Europa) / Validity : None Ex ec G Zone 2 (International) / Validity : None Ex ec G Zone 2 (Korea) / Validity : None Ex ec G Zone 2 (North America) / Validity : None Ex ec G Zone 2 (United Kingdom) / Validity : None | No | Pattern approval (Russia) / Validity : 15.09.2025 | .
111-912-000-21x | 111-912-000-211 | DocManager | TQ912-21x Proximity transducer | TQ912-21x | Proximity Transducer for reverse mount with tip Ø 8.2mm, IP 68 rating, self-locking connector, measuring range 2 or 4mm, matching IQS 450 signal conditioner (coding B2X) | . | 4mV/µm | -40 | 180 | DC | 20000 | Mini Coaxial 12-32UNEF | TQxxx, EAxxx, IQS9xx, GSI127, TSM201, MA130, PA15x, IP172, KS107, SG1xx, JB118, ABAxxx | . |  |  |  | . | Switzerland | 90318000999 |  |  | . | Vibration Sensors & Conditioners | Proximity Measuring System (TQ/IQS/EA/PA) | . | Ex e G Zone 2 (Russia, Belarus, Kyrgyzstan, Armenia, Kazakhstan) / Validity : 01.09.2026 Ex ec G Zone 2 (Europa) / Validity : None Ex ec G Zone 2 (International) / Validity : None Ex ec G Zone 2 (Korea) / Validity : None Ex ec G Zone 2 (North America) / Validity : None Ex ec G Zone 2 (United Kingdom) / Validity : None | No | Pattern approval (Russia) / Validity : 15.09.2025 | .
111-922-000-01x | 111-922-000-011 | DocManager | TQ922-01x Proximity transducer | TQ922-01x | Proximity Transducer with tip Ø 12.7mm, pressure proof 100 bar at the tip, self-locking connector, measuring range 4mm, matching IQS 900 signal conditioner (coding B2X) | . | 4mV/µm | -25 | 140 | DC | 20000 | Mini Coaxial 12-32UNEF | TQxxx, EAxxx, IQS9xx, GSI127, TSM201, MA130, PA15x, IP172, KS107, SG1xx, JB118, ABAxxx | . |  |  |  | . | Switzerland |  |  |  | . | Vibration Sensors & Conditioners | Proximity Measuring System (TQ/IQS/EA/PA) | . | Ex e G Zone 2 (Russia, Belarus, Kyrgyzstan, Armenia, Kazakhstan) / Validity : 01.09.2026 Ex ec G Zone 2 (Europa) / Validity : None Ex ec G Zone 2 (International) / Validity : None Ex ec G Zone 2 (Korea) / Validity : None Ex ec G Zone 2 (North America) / Validity : None Ex ec G Zone 2 (United Kingdom) / Validity : None Ex e G Zone 2 (Russia, Belarus, Kyrgyzstan, Armenia, Kazakhstan) / Validity : 01.09.2026 Ex ec G Zone 2 (Europa) / Validity : None Ex ec G Zone 2 (International) / Validity : None Ex ec G Zone 2 (Korea) / Validity : None Ex ec G Zone 2 (North America) / Validity : None Ex ec G Zone 2 (United Kingdom) / Validity : None Ex e G Zone 2 (Russia, Belarus, Kyrgyzstan, Armenia, Kazakhstan) / Validity : 01.09.2026 Ex ec G Zone 2 (Europa) / Validity : None Ex ec G Zone 2 (International) / Validity : None Ex ec G Zone 2 (Korea) / Validity : None Ex ec G Zone 2 (North America) / Validity : None Ex ec G Zone 2 (United Kingdom) / Validity : None Ex e G Zone 2 (Russia, Belarus, Kyrgyzstan, Armenia, Kazakhstan) / Validity : 01.09.2026 Ex ec G Zone 2 (Europa) / Validity : None Ex ec G Zone 2 (International) / Validity : None Ex ec G Zone 2 (Korea) / Validity : None Ex ec G Zone 2 (North America) / Validity : None Ex ec G Zone 2 (United Kingdom) / Validity : None Ex ib G Zone 1 (Europa) / Validity : None Ex ib G Zone 1 (International) / Validity : None Ex ib G Zone 1 (Korea) / Validity : None Ex ib G Zone 1 (Russia, Belarus, Kyrgyzstan, Armenia, Kazakhstan) / Validity : 18.02.2026 Ex nA G Zone 2 (Europa) / Validity : None Ex nA G Zone 2 (International) / Validity : None Ex nA G Zone 2 (Russia, Belarus, Kyrgyzstan, Armenia, Kazakhstan) / Validity : 18.02.2026 | No | No | .
111-932-000-01x | 111-932-000-011 | DocManager | TQ932-01x Proximity transducer | TQ932-01x | Proximity Transducer with tip Ø 12.7mm, pressure proof 100 bar at the tip, self-locking connector, reverse mount, measuring range 4mm, matching IQS 900 signal conditioner (coding B2X) | . | 4mV/µm | -25 | 140 | DC | 20000 | Mini Coaxial 12-32UNEF | TQxxx, EAxxx, IQS9xx, GSI127, TSM201, MA130, PA15x, IP172, KS107, SG1xx, JB118, ABAxxx | . |  |  |  | . | Switzerland |  |  |  | . | Vibration Sensors & Conditioners | Proximity Measuring System (TQ/IQS/EA/PA) | . | Ex e G Zone 2 (Russia, Belarus, Kyrgyzstan, Armenia, Kazakhstan) / Validity : 01.09.2026 Ex ec G Zone 2 (Europa) / Validity : None Ex ec G Zone 2 (International) / Validity : None Ex ec G Zone 2 (Korea) / Validity : None Ex ec G Zone 2 (North America) / Validity : None Ex ec G Zone 2 (United Kingdom) / Validity : None Ex e G Zone 2 (Russia, Belarus, Kyrgyzstan, Armenia, Kazakhstan) / Validity : 01.09.2026 Ex ec G Zone 2 (Europa) / Validity : None Ex ec G Zone 2 (International) / Validity : None Ex ec G Zone 2 (Korea) / Validity : None Ex ec G Zone 2 (North America) / Validity : None Ex ec G Zone 2 (United Kingdom) / Validity : None Ex e G Zone 2 (Russia, Belarus, Kyrgyzstan, Armenia, Kazakhstan) / Validity : 01.09.2026 Ex ec G Zone 2 (Europa) / Validity : None Ex ec G Zone 2 (International) / Validity : None Ex ec G Zone 2 (Korea) / Validity : None Ex ec G Zone 2 (North America) / Validity : None Ex ec G Zone 2 (United Kingdom) / Validity : None Ex e G Zone 2 (Russia, Belarus, Kyrgyzstan, Armenia, Kazakhstan) / Validity : 01.09.2026 Ex ec G Zone 2 (Europa) / Validity : None Ex ec G Zone 2 (International) / Validity : None Ex ec G Zone 2 (Korea) / Validity : None Ex ec G Zone 2 (North America) / Validity : None Ex ec G Zone 2 (United Kingdom) / Validity : None Ex ib G Zone 1 (Europa) / Validity : None Ex ib G Zone 1 (International) / Validity : None Ex ib G Zone 1 (Korea) / Validity : None Ex ib G Zone 1 (Russia, Belarus, Kyrgyzstan, Armenia, Kazakhstan) / Validity : 18.02.2026 Ex nA G Zone 2 (Europa) / Validity : None Ex nA G Zone 2 (International) / Validity : None Ex nA G Zone 2 (Russia, Belarus, Kyrgyzstan, Armenia, Kazakhstan) / Validity : 18.02.2026 | No | No | .
111-942-000-01x | 111-942-000-011 | DocManager | TQ942-01x Proximity transducer | TQ942-01x | Proximity Transducer with right angle probe tip Ø 8.2mm, IP 68 rating, self-locking connector measuring range 2 or 4mm, matching IQS 900 signal conditioner | . | 4mV/µm | -40 | 180 | DC | 20000 | Mini Coaxial 12-32UNEF | TQxxx, EAxxx, IQS9xx, GSI127, TSM201, MA130, PA15x, IP172, KS107, SG1xx, JB118, ABAxxx | . |  |  |  | . | Switzerland |  |  |  | . | Vibration Sensors & Conditioners | Proximity Measuring System (TQ/IQS/EA/PA) | . | Ex e G Zone 2 (Russia, Belarus, Kyrgyzstan, Armenia, Kazakhstan) / Validity : 01.09.2026 Ex ec G Zone 2 (Europa) / Validity : None Ex ec G Zone 2 (International) / Validity : None Ex ec G Zone 2 (Korea) / Validity : None Ex ec G Zone 2 (North America) / Validity : None Ex ec G Zone 2 (United Kingdom) / Validity : None Ex e G Zone 2 (Russia, Belarus, Kyrgyzstan, Armenia, Kazakhstan) / Validity : 01.09.2026 Ex ec G Zone 2 (Europa) / Validity : None Ex ec G Zone 2 (International) / Validity : None Ex ec G Zone 2 (Korea) / Validity : None Ex ec G Zone 2 (North America) / Validity : None Ex ec G Zone 2 (United Kingdom) / Validity : None Ex e G Zone 2 (Russia, Belarus, Kyrgyzstan, Armenia, Kazakhstan) / Validity : 01.09.2026 Ex ec G Zone 2 (Europa) / Validity : None Ex ec G Zone 2 (International) / Validity : None Ex ec G Zone 2 (Korea) / Validity : None Ex ec G Zone 2 (North America) / Validity : None Ex ec G Zone 2 (United Kingdom) / Validity : None Ex e G Zone 2 (Russia, Belarus, Kyrgyzstan, Armenia, Kazakhstan) / Validity : 01.09.2026 Ex ec G Zone 2 (Europa) / Validity : None Ex ec G Zone 2 (International) / Validity : None Ex ec G Zone 2 (Korea) / Validity : None Ex ec G Zone 2 (North America) / Validity : None Ex ec G Zone 2 (United Kingdom) / Validity : None Ex ib G Zone 1 (Europa) / Validity : None Ex ib G Zone 1 (International) / Validity : None Ex ib G Zone 1 (Korea) / Validity : None Ex ib G Zone 1 (Russia, Belarus, Kyrgyzstan, Armenia, Kazakhstan) / Validity : 18.02.2026 Ex nA G Zone 2 (Europa) / Validity : None Ex nA G Zone 2 (International) / Validity : None Ex nA G Zone 2 (Russia, Belarus, Kyrgyzstan, Armenia, Kazakhstan) / Validity : 18.02.2026 | No | No | .
143-103-000-51x | 143-103-000-512 | DocManager | CP103-512 Piezoelectric Dynamic Pressure Sensor | CP103-512 | VC2 based sensing element, -196°C to +650°C, 232 pC/bar, 12.5 m integral MI cable, VM-Lemo type 0 connector, Ex approved | . | 232pC/bar | -196 | 650 | 2 | 10000 | LEMO type 0 | CPxxx, IPC707, GSI127, EC153, ABAxxx, JB105, JB116 | . | https://catalogue.meggittsensing.com/CP103.png | https://catalogue.meggittsensing.com/CP103-en-datasheet.pdf | https://catalogue.meggittsensing.com/CP103/ | . | Switzerland | 90262000 | 0.744 |  | . | Dynamic Pressure Sensors | Dynamic pressure sensors (CP) | . | Ex ib G Zone 1 (Europa) / Validity : None Ex ib G Zone 1 (International) / Validity : None Ex ib G Zone 1 (Korea) / Validity : None Ex ib G Zone 1 (Russia, Belarus, Kyrgyzstan, Armenia, Kazakhstan) / Validity : 18.02.2026 Ex nA G Zone 2 (Europa) / Validity : None Ex nA G Zone 2 (International) / Validity : None Ex nA G Zone 2 (Russia, Belarus, Kyrgyzstan, Armenia, Kazakhstan) / Validity : 18.02.2026 | EAC (Russia, Belarus, Kyrgyzstan, Armenia, Kazakhstan) / Validity : 29.09.2025 | Pattern approval (Russia) / Validity : 02.09.2025 | .
143-103-000-53x | 143-103-000-532 | DocManager | CP103-532 Piezoelectric Dynamic Pressure Sensor | CP103-532 | VC2 based sensing element, -196°C to +650°C, 232 pC/bar, 5 m integral MI cable, VM-Lemo type 0 connector, Ex approved. | . | 232pC/bar | -196 | 650 | 2 | 10000 | LEMO type 0 | CPxxx, IPC707, GSI127, EC153, ABAxxx, JB105, JB116 | . | https://catalogue.meggittsensing.com/CP103.png | https://catalogue.meggittsensing.com/CP103-en-datasheet.pdf | https://catalogue.meggittsensing.com/CP103/ | . | Switzerland | 90262000 | 0.39 |  | . | Dynamic Pressure Sensors | Dynamic pressure sensors (CP) | . | Ex ib G Zone 1 (Europa) / Validity : None Ex ib G Zone 1 (International) / Validity : None Ex ib G Zone 1 (Korea) / Validity : None Ex ib G Zone 1 (Russia, Belarus, Kyrgyzstan, Armenia, Kazakhstan) / Validity : 18.02.2026 Ex nA G Zone 2 (Europa) / Validity : None Ex nA G Zone 2 (International) / Validity : None Ex nA G Zone 2 (Russia, Belarus, Kyrgyzstan, Armenia, Kazakhstan) / Validity : 18.02.2026 | EAC (Russia, Belarus, Kyrgyzstan, Armenia, Kazakhstan) / Validity : 29.09.2025 | Pattern approval (Russia) / Validity : 02.09.2025 | .
143-103-000-54x | 143-103-000-542 | DocManager | CP103-542 Piezoelectric Dynamic Pressure Sensor | CP103-542 | VC2 based sensing element, -196°C to +650°C, 232 pC/bar, 1.5 m integral MI cable, VM-Lemo type 0 connector, Ex approved | . | 232pC/bar | -196 | 650 | 2 | 10000 | LEMO type 0 | CPxxx, IPC707, GSI127, EC153, ABAxxx, JB105, JB116 | . | https://catalogue.meggittsensing.com/CP103.png | https://catalogue.meggittsensing.com/CP103-en-datasheet.pdf | https://catalogue.meggittsensing.com/CP103/ | . | Switzerland | 90262000 | 0.22 |  | . | Dynamic Pressure Sensors | Dynamic pressure sensors (CP) | . | Ex ib G Zone 1 (Europa) / Validity : None Ex ib G Zone 1 (International) / Validity : None Ex ib G Zone 1 (Korea) / Validity : None Ex ib G Zone 1 (Russia, Belarus, Kyrgyzstan, Armenia, Kazakhstan) / Validity : 18.02.2026 Ex nA G Zone 2 (Europa) / Validity : None Ex nA G Zone 2 (International) / Validity : None Ex nA G Zone 2 (Russia, Belarus, Kyrgyzstan, Armenia, Kazakhstan) / Validity : 18.02.2026 | EAC (Russia, Belarus, Kyrgyzstan, Armenia, Kazakhstan) / Validity : 29.09.2025 | Pattern approval (Russia) / Validity : 02.09.2025 | .
143-103-000-61x | 143-103-000-612 | DocManager | CP103-612 Piezoelectric Dynamic Pressure Sensor | CP103-612 | VC2 based sensing element, -196°C to +650°C, 232 pC/bar, 12.5 m integral MI cable, VM 7/16" high temp connector, Ex approved | . | 232pC/bar | -196 | 650 | 2 | 10000 | LEMO type 0 | CPxxx, IPC707, GSI127, EC153, ABAxxx, JB105, JB116 | . | https://catalogue.meggittsensing.com/CP103.png | https://catalogue.meggittsensing.com/CP103-en-datasheet.pdf | https://catalogue.meggittsensing.com/CP103/ | . | Switzerland | 90262000 | 0.735 |  | . | Dynamic Pressure Sensors | Dynamic pressure sensors (CP) | . | Ex ib G Zone 1 (Europa) / Validity : None Ex ib G Zone 1 (International) / Validity : None Ex ib G Zone 1 (Japan) / Validity : 01.04.2024 Ex ib G Zone 1 (Korea) / Validity : None Ex ib G Zone 1 (Russia, Belarus, Kyrgyzstan, Armenia, Kazakhstan) / Validity : 18.02.2026 Ex nA G Zone 2 (Europa) / Validity : None Ex nA G Zone 2 (International) / Validity : None Ex nA G Zone 2 (Russia, Belarus, Kyrgyzstan, Armenia, Kazakhstan) / Validity : 18.02.2026 | EAC (Russia, Belarus, Kyrgyzstan, Armenia, Kazakhstan) / Validity : 29.09.2025 | Pattern approval (Russia) / Validity : 02.09.2025 | .
143-103-000-63x | 143-103-000-632 | DocManager | CP103-632 Piezoelectric Dynamic Pressure Sensor | CP103-632 | VC2 based sensing element, -196°C to +650°C, 232 pC/bar, 5 m integral MI cable, VM 7/16" high temp connector, Ex approved | . | 232pC/bar | -196 | 650 | 2 | 10000 | LEMO type 0 | CPxxx, IPC707, GSI127, EC153, ABAxxx, JB105, JB116 | . | https://catalogue.meggittsensing.com/CP103.png | https://catalogue.meggittsensing.com/CP103-en-datasheet.pdf | https://catalogue.meggittsensing.com/CP103/ | . | Switzerland | 90262000 | 0.39 |  | . | Dynamic Pressure Sensors | Dynamic pressure sensors (CP) | . | Ex ib G Zone 1 (Europa) / Validity : None Ex ib G Zone 1 (International) / Validity : None Ex ib G Zone 1 (Korea) / Validity : None Ex ib G Zone 1 (Russia, Belarus, Kyrgyzstan, Armenia, Kazakhstan) / Validity : 18.02.2026 Ex nA G Zone 2 (Europa) / Validity : None Ex nA G Zone 2 (International) / Validity : None Ex nA G Zone 2 (Russia, Belarus, Kyrgyzstan, Armenia, Kazakhstan) / Validity : 18.02.2026 | EAC (Russia, Belarus, Kyrgyzstan, Armenia, Kazakhstan) / Validity : 29.09.2025 | Pattern approval (Russia) / Validity : 02.09.2025 | .
143-103-000-64x | 143-103-000-642 | DocManager | CP103-642 Piezoelectric Dynamic Pressure Sensor | CP103-642 | VC2 based sensing element, -196°C to +650°C, 232 pC/bar, 1.5 m integral MI cable, VM 7/16" high temp connector, Ex approved | . | 232pC/bar | -196 | 650 | 2 | 10000 | LEMO type 0 | CPxxx, IPC707, GSI127, EC153, ABAxxx, JB105, JB116 | . | https://catalogue.meggittsensing.com/CP103.png | https://catalogue.meggittsensing.com/CP103-en-datasheet.pdf | https://catalogue.meggittsensing.com/CP103/ | . | Switzerland | 90262000 | 0.21 |  | . | Dynamic Pressure Sensors | Dynamic pressure sensors (CP) | . | Ex ib G Zone 1 (Europa) / Validity : None Ex ib G Zone 1 (International) / Validity : None Ex ib G Zone 1 (Korea) / Validity : None Ex ib G Zone 1 (Russia, Belarus, Kyrgyzstan, Armenia, Kazakhstan) / Validity : 18.02.2026 Ex nA G Zone 2 (Europa) / Validity : None Ex nA G Zone 2 (International) / Validity : None Ex nA G Zone 2 (Russia, Belarus, Kyrgyzstan, Armenia, Kazakhstan) / Validity : 18.02.2026 | EAC (Russia, Belarus, Kyrgyzstan, Armenia, Kazakhstan) / Validity : 29.09.2025 | Pattern approval (Russia) / Validity : 02.09.2025 | .
143-103-000-71x | 143-103-000-712 | DocManager | CP103-712 Piezoelectric Dynamic Pressure Sensor | CP103-712 | VC2 based sensing element, -196°C to +650°C, 232 pC/bar, 12.5 m integral MI cable, VM 7/16" high temp connector, Protection grid, Ex approved | . | 232pC/bar | -196 | 650 | 2 | 10000 | LEMO type 0 | CPxxx, IPC707, GSI127, EC153, ABAxxx, JB105, JB116 | . | https://catalogue.meggittsensing.com/CP103.png | https://catalogue.meggittsensing.com/CP103-en-datasheet.pdf | https://catalogue.meggittsensing.com/CP103/ | . | Switzerland | 90319000999 |  |  | . | Dynamic Pressure Sensors | Dynamic pressure sensors (CP) | . | Ex ib G Zone 1 (Europa) / Validity : None Ex ib G Zone 1 (International) / Validity : None Ex ib G Zone 1 (Korea) / Validity : None Ex ib G Zone 1 (Russia, Belarus, Kyrgyzstan, Armenia, Kazakhstan) / Validity : 18.02.2026 Ex nA G Zone 2 (Europa) / Validity : None Ex nA G Zone 2 (International) / Validity : None Ex nA G Zone 2 (Russia, Belarus, Kyrgyzstan, Armenia, Kazakhstan) / Validity : 18.02.2026 | EAC (Russia, Belarus, Kyrgyzstan, Armenia, Kazakhstan) / Validity : 29.09.2025 | Pattern approval (Russia) / Validity : 02.09.2025 | .
143-103-000-73x | 143-103-000-732 | DocManager | CP103-732 Piezoelectric Dynamic Pressure Sensor | CP103-732 | VC2 based sensing element, -196°C to +650°C, 232 pC/bar, 5 m integral MI cable, VM 7/16" high temp connector, Protection grid, Ex approved | . | 232pC/bar | -196 | 650 | 2 | 10000 | LEMO type 0 | CPxxx, IPC707, GSI127, EC153, ABAxxx, JB105, JB116 | . | https://catalogue.meggittsensing.com/CP103.png | https://catalogue.meggittsensing.com/CP103-en-datasheet.pdf | https://catalogue.meggittsensing.com/CP103/ | . | Switzerland | 90262000 | 0.42 |  | . | Dynamic Pressure Sensors | Dynamic pressure sensors (CP) | . | Ex ib G Zone 1 (Europa) / Validity : None Ex ib G Zone 1 (International) / Validity : None Ex ib G Zone 1 (Korea) / Validity : None Ex ib G Zone 1 (Russia, Belarus, Kyrgyzstan, Armenia, Kazakhstan) / Validity : 18.02.2026 Ex ib G Zone 1 (Europa) / Validity : None Ex ib G Zone 1 (International) / Validity : None Ex ib G Zone 1 (Korea) / Validity : None Ex ib G Zone 1 (Russia, Belarus, Kyrgyzstan, Armenia, Kazakhstan) / Validity : 18.02.2026 Ex nA G Zone 2 (Europa) / Validity : None Ex nA G Zone 2 (International) / Validity : None Ex nA G Zone 2 (Russia, Belarus, Kyrgyzstan, Armenia, Kazakhstan) / Validity : 18.02.2026 | EAC (Russia, Belarus, Kyrgyzstan, Armenia, Kazakhstan) / Validity : 29.09.2025 | Pattern approval (Russia) / Validity : 02.09.2025 | .
143-103-000-91x | 143-103-000-911 | DocManager | CP103-911 Piezoelectric Dynamic Pressure Sensor | CP103-911 | VC2 based sensing element, -196°C to +650°C, 232 pC/bar, 12.5 m integral MI cable with overbraid, VM 7/16" high temp connector, Ex approved | . | 232pC/bar | -196 | 650 | 2 | 10000 | LEMO type 0 | CPxxx, IPC707, GSI127, EC153, ABAxxx, JB105, JB116 | . | https://catalogue.meggittsensing.com/CP103.png | https://catalogue.meggittsensing.com/CP103-en-datasheet.pdf | https://catalogue.meggittsensing.com/CP103/ | . | Switzerland | 90262000 |  |  | . | Dynamic Pressure Sensors | Dynamic pressure sensors (CP) | . | Ex ib G Zone 1 (Europa) / Validity : None Ex ib G Zone 1 (International) / Validity : None Ex ib G Zone 1 (Korea) / Validity : None Ex ib G Zone 1 (Russia, Belarus, Kyrgyzstan, Armenia, Kazakhstan) / Validity : 18.02.2026 Ex nA G Zone 2 (Europa) / Validity : None Ex nA G Zone 2 (International) / Validity : None Ex nA G Zone 2 (Russia, Belarus, Kyrgyzstan, Armenia, Kazakhstan) / Validity : 18.02.2026 | EAC (Russia, Belarus, Kyrgyzstan, Armenia, Kazakhstan) / Validity : 29.09.2025 | Pattern approval (Russia) / Validity : 02.09.2025 | .
143-103-000-93x | 143-103-000-931 | DocManager | CP103-931 Piezoelectric Dynamic Pressure Sensor | CP103-931 | VC2 based sensing element, -196°C to +650°C, 232 pC/bar, 5 m integral MI cable with overbraid, VM 7/16" high temp connector, Ex approved | . | 232pC/bar | -196 | 650 | 2 | 10000 | LEMO type 0 | CPxxx, IPC707, GSI127, EC153, ABAxxx, JB105, JB116 | . | https://catalogue.meggittsensing.com/CP103.png | https://catalogue.meggittsensing.com/CP103-en-datasheet.pdf | https://catalogue.meggittsensing.com/CP103/ | . | Switzerland | 90262000 | 0.83 |  | . | Dynamic Pressure Sensors | Dynamic pressure sensors (CP) | . | Ex ib G Zone 1 (Europa) / Validity : None Ex ib G Zone 1 (International) / Validity : None Ex ib G Zone 1 (Japan) / Validity : 01.04.2024 Ex ib G Zone 1 (Korea) / Validity : None Ex ib G Zone 1 (Russia, Belarus, Kyrgyzstan, Armenia, Kazakhstan) / Validity : 18.02.2026 Ex nA G Zone 2 (Europa) / Validity : None Ex nA G Zone 2 (International) / Validity : None Ex nA G Zone 2 (Russia, Belarus, Kyrgyzstan, Armenia, Kazakhstan) / Validity : 18.02.2026 | EAC (Russia, Belarus, Kyrgyzstan, Armenia, Kazakhstan) / Validity : 29.09.2025 | Pattern approval (Russia) / Validity : 02.09.2025 | .
143-104-000-10x | 143-104-000-101 | DocManager | CP104-101 Piezoelectric Dynamic Pressure Sensor | CP104-101 | VC2 based sensing element, -196°C to +400°C, 190 pC/bar, 7/16"-27 UNS-2A connector | . | 190pC/bar | -196 | 400 | 2 | 20000 | 7/16"-27UNS-2A | CPxxx, GSI127, IPC707, EC069, EC112, EC119, EC222, CG505, ABAxxx, JB105, JB116 | . |  |  |  | . | Switzerland | 90262000 | 0.155 |  | . | Dynamic Pressure Sensors | Dynamic pressure sensors (CP) | . | No | No | No | .
143-106-000-01x | 143-106-000-011 | DocManager | CP106-011 Piezoelectric Dynamic Pressure Sensor | CP106-011 | VC2 based sensing element, -196°C to +650°C, 232 pC/bar, 1.2 m integral MI cable with overbraid, M83723/89Y10207 connector, special GE flange | . | 232pC/bar | -196 | 650 | 2 | 10000 | M83723/89Y10207 | CPxxx, GSI127, IPC707, EC378, ABAxxx, JB105, JB116 | . |  |  |  | . | Switzerland | 90262000 | 0.63 |  | . | Dynamic Pressure Sensors | Dynamic pressure sensors (CP) | . | No | No | No | .
143-106-000-11x | 143-106-000-111 | DocManager | CP106-111 Piezoelectric Dynamic Pressure Sensor | CP106-111 | VC2 based sensing element, -196°C to +650°C, 232 pC/bar, 2.1 m integral MI cable with overbraid, M83723/89Y10207 connector, special GE flange | . | 232pC/bar | -196 | 650 | 2 | 10000 | M83723/89Y10207 | CPxxx, GSI127, IPC707, EC378, ABAxxx, JB105, JB116 | . |  |  |  | . | Switzerland | 90262000 | 0.75 |  | . | Dynamic Pressure Sensors | Dynamic pressure sensors (CP) | . | No | No | No | .
143-106-000-12x | 143-106-000-121 | DocManager | CP106-121 Piezoelectric Dynamic Pressure Sensor | CP106-121 | VC2 based sensing element, -196°C to +650°C, 232 pC/bar, 2.5 m integral MI cable with overbraid, M83723/89Y10207 connector, special GE flange | . | 232pC/bar | -196 | 650 | 2 | 10000 | M83723/89Y10207 | CPxxx, GSI127, IPC707, EC378, ABAxxx, JB105, JB116 | . |  |  |  | . | Switzerland | 90262000 | 0.8 |  | . | Dynamic Pressure Sensors | Dynamic pressure sensors (CP) | . | No | No | No | .
143-107-000-01x | 143-107-000-012 | DocManager | CP107-012 Piezoelectric Dynamic Pressure Sensor | CP107-012 | VC2 based sensing element, -196°C to +650°C, 232 pC/bar, 1 m twisted MI cable, one sleeve, VM-Lemo type 0 type 0 connector, Ex approved | . | 232pC/bar | -196 | 650 | 2 | 10000 | LEMO type 0 | CPxxx, IPC707, GSI127, EC153, ABAxxx, JB105, JB116 | . |  |  |  | . | Switzerland | 90262000 | 0.28 |  | . | Dynamic Pressure Sensors | Dynamic pressure sensors (CP) | . | Ex ib G Zone 1 (Europa) / Validity : None Ex nA G Zone 2 (Europa) / Validity : None Ex nA G Zone 2 (International) / Validity : None | No | Pattern approval (Russia) / Validity : 02.09.2025 | .
143-107-000-11x | 143-107-000-112 | DocManager | CP107-112 Piezoelectric Dynamic Pressure Sensor | CP107-112 | VC2 based sensing element, -196°C to +650°C, 232 pC/bar, 4 m twisted MI cable, VM-Lemo type 0 connector, Ex approved | . | 232pC/bar | -196 | 650 | 2 | 10000 | LEMO type 0 | CPxxx, IPC707, GSI127, EC153, ABAxxx, JB105, JB116 | . |  |  |  | . | Switzerland | 90262000 | 0.34 |  | . | Dynamic Pressure Sensors | Dynamic pressure sensors (CP) | . | Ex ib G Zone 1 (Europa) / Validity : None Ex nA G Zone 2 (Europa) / Validity : None Ex nA G Zone 2 (International) / Validity : None | No | Pattern approval (Russia) / Validity : 02.09.2025 | .
143-107-000-21x | 143-107-000-211 | DocManager | CP107-211 Piezoelectric Dynamic Pressure Sensor | CP107-211 | VC2 based sensing element, -196°C to +650°C, 232 pC/bar, 4 m twisted MI cable with overbraid for GT24B/SEV, VM-Lemo type 0 connector, Ex approved | . | 232pC/bar | -196 | 650 | 2 | 10000 | LEMO type 0 | CPxxx, IPC707, GSI127, EC153, ABAxxx, JB105, JB116 | . |  |  |  | . | Switzerland | 90262000 | 0.46 |  | . | Dynamic Pressure Sensors | Dynamic pressure sensors (CP) | . | Ex ib G Zone 1 (Europa) / Validity : None Ex nA G Zone 2 (Europa) / Validity : None Ex nA G Zone 2 (International) / Validity : None | No | Pattern approval (Russia) / Validity : 02.09.2025 | .
143-107-000-22x | 143-107-000-221 | DocManager | CP107-221 Piezoelectric Dynamic Pressure Sensor | CP107-221 | VC2 based sensing element, -196°C to +650°C, 232 pC/bar, 4 m twisted MI cable with overbraid for GT24B/EV, VM-Lemo type 0 connector, Ex approved | . | 232pC/bar | -196 | 650 | 2 | 10000 | LEMO type 0 | CPxxx, IPC707, GSI127, EC153, ABAxxx, JB105, JB116 | . |  |  |  | . | Switzerland | 90262000 | 0.46 |  | . | Dynamic Pressure Sensors | Dynamic pressure sensors (CP) | . | Ex ib G Zone 1 (Europa) / Validity : None Ex nA G Zone 2 (Europa) / Validity : None Ex nA G Zone 2 (International) / Validity : None | No | Pattern approval (Russia) / Validity : 02.09.2025 | .
143-107-000-23x | 143-107-000-231 | DocManager | CP107-231 Piezoelectric Dynamic Pressure Sensor | CP107-231 | VC2 based sensing element, -196°C to +650°C, 232 pC/bar, 4 m twisted MI cable with overbraid for GT26B/SEV, VM-Lemo type 0 connector, Ex approved | . | 232pC/bar | -196 | 650 | 2 | 10000 | LEMO type 0 | CPxxx, IPC707, GSI127, EC153, ABAxxx, JB105, JB116 | . |  |  |  | . | Switzerland | 90262000 | 0.475 |  | . | Dynamic Pressure Sensors | Dynamic pressure sensors (CP) | . | Ex ib G Zone 1 (Europa) / Validity : None Ex nA G Zone 2 (Europa) / Validity : None Ex nA G Zone 2 (International) / Validity : None | No | Pattern approval (Russia) / Validity : 02.09.2025 | .
143-107-000-24x | 143-107-000-241 | DocManager | CP107-241 Piezoelectric Dynamic Pressure Sensor | CP107-241 | VC2 based sensing element, -196°C to +650°C, 232 pC/bar, 4 m twisted MI cable with overbraid for GT26B/EV, VM-Lemo type 0 connector, Ex approved | . | 232pC/bar | -196 | 650 | 2 | 10000 | LEMO type 0 | CPxxx, IPC707, GSI127, EC153, ABAxxx, JB105, JB116 | . |  |  |  | . | Switzerland | 90262000 | 0.475 |  | . | Dynamic Pressure Sensors | Dynamic pressure sensors (CP) | . | Ex ib G Zone 1 (Europa) / Validity : None Ex nA G Zone 2 (Europa) / Validity : None Ex nA G Zone 2 (International) / Validity : None | No | Pattern approval (Russia) / Validity : 02.09.2025 | .
143-107-000-25x | 143-107-000-251 | DocManager | CP107-251 Piezoelectric Dynamic Pressure Sensor | CP107-251 | VC2 based sensing element, -196°C to +650°C, 232 pC/bar, 4 m twisted MI cable with overbraid for GT24AB/SEV, VM-Lemo type 0 connector, Ex approved | . | 232pC/bar | -196 | 650 | 2 | 10000 | LEMO type 0 | CPxxx, IPC707, GSI127, EC153, ABAxxx, JB105, JB116 | . |  |  |  | . | Switzerland | 90262000 | 0.46 |  | . | Dynamic Pressure Sensors | Dynamic pressure sensors (CP) | . | Ex ib G Zone 1 (Europa) / Validity : None Ex nA G Zone 2 (Europa) / Validity : None Ex nA G Zone 2 (International) / Validity : None | No | Pattern approval (Russia) / Validity : 02.09.2025 | .
143-107-000-26x | 143-107-000-261 | DocManager | CP107-261 Piezoelectric Dynamic Pressure Sensor | CP107-261 | VC2 based sensing element, -196°C to +650°C, 232 pC/bar, 4 m twisted MI cable with overbraid for GT24AB/EV, VM-Lemo type 0 connector, Ex approved | . | 232pC/bar | -196 | 650 | 2 | 10000 | LEMO type 0 | CPxxx, IPC707, GSI127, EC153, ABAxxx, JB105, JB116 | . |  |  |  | . | Switzerland | 90262000 | 0.48 |  | . | Dynamic Pressure Sensors | Dynamic pressure sensors (CP) | . | Ex ib G Zone 1 (Europa) / Validity : None Ex nA G Zone 2 (Europa) / Validity : None Ex nA G Zone 2 (International) / Validity : None | No | Pattern approval (Russia) / Validity : 02.09.2025 | .
143-107-000-27x | 143-107-000-271 | DocManager | CP107-271 Piezoelectric Dynamic Pressure Sensor | CP107-271 | VC2 based sensing element, -196°C to +650°C, 232 pC/bar, 4 m twisted MI cable with overbraid for GT26AB/SEV, VM-Lemo type 0 connector, Ex approved | . | 232pC/bar | -196 | 650 | 2 | 10000 | LEMO type 0 | CPxxx, IPC707, GSI127, EC153, ABAxxx, JB105, JB116 | . |  |  |  | . | Switzerland | 90262000 | 0.46 |  | . | Dynamic Pressure Sensors | Dynamic pressure sensors (CP) | . | Ex ib G Zone 1 (Europa) / Validity : None Ex nA G Zone 2 (Europa) / Validity : None Ex nA G Zone 2 (International) / Validity : None | No | Pattern approval (Russia) / Validity : 02.09.2025 | .
143-107-000-28x | 143-107-000-281 | DocManager | CP107-281 Piezoelectric Dynamic Pressure Sensor | CP107-281 | VC2 based sensing element, -196°C to +650°C, 232 pC/bar, 4 m twisted MI cable with overbraid for GT26AB/EV, VM-Lemo type 0 connector, Ex approved | . | 232pC/bar | -196 | 650 | 2 | 10000 | LEMO type 0 | CPxxx, IPC707, GSI127, EC153, ABAxxx, JB105, JB116 | . |  |  |  | . | Switzerland | 90262000 | 0.49 |  | . | Dynamic Pressure Sensors | Dynamic pressure sensors (CP) | . | Ex ib G Zone 1 (Europa) / Validity : None Ex nA G Zone 2 (Europa) / Validity : None Ex nA G Zone 2 (International) / Validity : None | No | Pattern approval (Russia) / Validity : 02.09.2025 | .
143-108-000-01x | 143-108-000-012 | DocManager | CP108-012 Piezoelectric Dynamic Pressure Sensor | CP108-012 | VC2 based sensing element, -196°C to +650°C, 232 pC/bar, 12.5 m integral MI cable, VM-Lemo type 0 connector, Ex approved | . | 232pC/bar | -196 | 650 | 2 | 10000 | LEMO type 0 | CPxxx, IPC707, GSI127, EC153, ABAxxx, JB105, JB116 | . |  |  |  | . | Switzerland | 90262000 | 0.77 |  | . | Dynamic Pressure Sensors | Dynamic pressure sensors (CP) | . | Ex ib G Zone 1 (Europa) / Validity : None Ex nA G Zone 2 (Europa) / Validity : None Ex nA G Zone 2 (International) / Validity : None | No | Pattern approval (Russia) / Validity : 02.09.2025 | .
143-108-000-02x | 143-108-000-022 | DocManager | CP108-022 Piezoelectric Dynamic Pressure Sensor | CP108-022 | VC2 based sensing element, -196°C to +650°C, 232 pC/bar, 25 m integral MI cable, VM-Lemo type 0 connector, Ex approved | . | 232pC/bar | -196 | 650 | 2 | 10000 | LEMO type 0 | CPxxx, IPC707, GSI127, EC153, ABAxxx, JB105, JB116 | . |  |  |  | . | Switzerland | 90262000 | 1.326 |  | . | Dynamic Pressure Sensors | Dynamic pressure sensors (CP) | . | Ex ib G Zone 1 (Europa) / Validity : None Ex nA G Zone 2 (Europa) / Validity : None Ex nA G Zone 2 (International) / Validity : None | No | Pattern approval (Russia) / Validity : 02.09.2025 | .
143-108-000-03x | 143-108-000-032 | DocManager | CP108-032 Piezoelectric Dynamic Pressure Sensor | CP108-032 | VC2 based sensing element, -196°C to +650°C, 232 pC/bar, 5 m integral MI cable, VM-Lemo type 0 connector, Ex approved | . | 232pC/bar | -196 | 650 | 2 | 10000 | LEMO type 0 | CPxxx, IPC707, GSI127, EC153, ABAxxx, JB105, JB116 | . |  |  |  | . | Switzerland | 90262000 | 0.375 |  | . | Dynamic Pressure Sensors | Dynamic pressure sensors (CP) | . | Ex ib G Zone 1 (Europa) / Validity : None Ex nA G Zone 2 (Europa) / Validity : None Ex nA G Zone 2 (International) / Validity : None | No | Pattern approval (Russia) / Validity : 02.09.2025 | .
143-108-000-04x | 143-108-000-042 | DocManager | CP108-042 Piezoelectric Dynamic Pressure Sensor | CP108-042 | VC2 based sensing element, -196°C to +650°C, 232 pC/bar, 1.5 m integral MI cable, VM-Lemo type 0 connector, Ex approved | . | 232pC/bar | -196 | 650 | 2 | 10000 | LEMO type 0 | CPxxx, IPC707, GSI127, EC153, ABAxxx, JB105, JB116 | . |  |  |  | . | Switzerland | 90262000 | 0.2 |  | . | Dynamic Pressure Sensors | Dynamic pressure sensors (CP) | . | Ex ib G Zone 1 (Europa) / Validity : None Ex nA G Zone 2 (Europa) / Validity : None Ex nA G Zone 2 (International) / Validity : None | No | Pattern approval (Russia) / Validity : 02.09.2025 | .
143-113-000-73x | 143-113-000-732 | DocManager | CP113-732 Piezoelectric Dynamic Pressure Sensor | CP113-732 | VC2 based sensing element, -196°C to +650°C, 232 pC/bar, 5 m integral MI cable, VM 7/16" high temp connector, Protection grid, Ex approved | . | 232pC/bar | -196 | 650 | 2 | 10000 | 7/16"-27UNS-2A | CPxxx, GSI127, IPC707, EC069, EC112, EC119, EC222, CG505, ABAxxx, JB105, JB116 | . |  |  |  | . | Switzerland | 90262000 | 0.42 |  | . | Dynamic Pressure Sensors | Dynamic pressure sensors (CP) | . | Ex ia G Zone 0 (Europa) / Validity : None Ex ia G Zone 0 (International) / Validity : None Ex ia G Zone 0 (North America) / Validity : None Ex nA G Zone 2 (Europa) / Validity : None Ex nA G Zone 2 (International) / Validity : None | No | Pattern approval (Russia) / Validity : 02.09.2025 | .
143-211-000-02x | 143-211-000-022 | DocManager | CP211-022 Piezoelectric Dynamic Pressure Sensor | CP211-022 | VC2 based sensing element, -196°C to +700°C, 25 pC/bar, 0.5 m integral MI cable, VM-Lemo type 0 connector, Ex approved | . | 25pC/bar | -196 | 700 | 2 | 15000 | LEMO type 0 | CPxxx, IPC707, GSI127, EC153, MA104, MA126, MA seal, MA CP21x, ABAxxx, JB105, JB116 | . | https://catalogue.meggittsensing.com/CP211.png | https://catalogue.meggittsensing.com/CP211-en-datasheet.pdf | https://catalogue.meggittsensing.com/CP211/ | . | Switzerland | 90262000 | 0.05 |  | . | Dynamic Pressure Sensors | Dynamic pressure sensors (CP) | . | Ex ib G Zone 1 (Europa) / Validity : None Ex ib G Zone 1 (Korea) / Validity : None Ex ib G Zone 1 (Russia, Belarus, Kyrgyzstan, Armenia, Kazakhstan) / Validity : 18.02.2026 | EAC (Russia, Belarus, Kyrgyzstan, Armenia, Kazakhstan) / Validity : 29.09.2025 | Pattern approval (Russia) / Validity : 02.09.2025 | .
143-211-000-03x | 143-211-000-032 | DocManager | CP211-032 Piezoelectric Dynamic Pressure Sensor | CP211-032 | VC2 based sensing element, -196°C to +700°C, 25 pC/bar, 1 m integral MI cable, VM-Lemo type 0 connector, Ex approved | . | 25pC/bar | -196 | 700 | 2 | 15000 | LEMO type 0 | CPxxx, IPC707, GSI127, EC153, MA104, MA126, MA seal, MA CP21x, ABAxxx, JB105, JB116 | . | https://catalogue.meggittsensing.com/CP211.png | https://catalogue.meggittsensing.com/CP211-en-datasheet.pdf | https://catalogue.meggittsensing.com/CP211/ | . | Switzerland | 90262000 | 0.06 |  | . | Dynamic Pressure Sensors | Dynamic pressure sensors (CP) | . | Ex ib G Zone 1 (Europa) / Validity : None Ex ib G Zone 1 (Korea) / Validity : None Ex ib G Zone 1 (Russia, Belarus, Kyrgyzstan, Armenia, Kazakhstan) / Validity : 18.02.2026 | EAC (Russia, Belarus, Kyrgyzstan, Armenia, Kazakhstan) / Validity : 29.09.2025 | Pattern approval (Russia) / Validity : 02.09.2025 | .
143-211-000-04x | 143-211-000-042 | DocManager | CP211-042 Piezoelectric Dynamic Pressure Sensor | CP211-042 | VC2 based sensing element, -196°C to +700°C, 25 pC/bar, 2 m integral MI cable, VM-Lemo type 0 connector, Ex approved | . | 25pC/bar | -196 | 700 | 2 | 15000 | LEMO type 0 | CPxxx, IPC707, GSI127, EC153, MA104, MA126, MA seal, MA CP21x, ABAxxx, JB105, JB116 | . | https://catalogue.meggittsensing.com/CP211.png | https://catalogue.meggittsensing.com/CP211-en-datasheet.pdf | https://catalogue.meggittsensing.com/CP211/ | . | Switzerland | 90262000 | 0.08 |  | . | Dynamic Pressure Sensors | Dynamic pressure sensors (CP) | . | Ex ib G Zone 1 (Europa) / Validity : None Ex ib G Zone 1 (Korea) / Validity : None Ex ib G Zone 1 (Russia, Belarus, Kyrgyzstan, Armenia, Kazakhstan) / Validity : 18.02.2026 | EAC (Russia, Belarus, Kyrgyzstan, Armenia, Kazakhstan) / Validity : 29.09.2025 | Pattern approval (Russia) / Validity : 02.09.2025 | .
143-211-000-05x | 143-211-000-052 | DocManager | CP211-052 Piezoelectric Dynamic Pressure Sensor | CP211-052 | VC2 based sensing element, -196°C to +700°C, 25 pC/bar, 3 m integral MI cable, VM-Lemo type 0 connector, Ex approved | . | 25pC/bar | -196 | 700 | 2 | 15000 | LEMO type 0 | CPxxx, IPC707, GSI127, EC153, MA104, MA126, MA seal, MA CP21x, ABAxxx, JB105, JB116 | . | https://catalogue.meggittsensing.com/CP211.png | https://catalogue.meggittsensing.com/CP211-en-datasheet.pdf | https://catalogue.meggittsensing.com/CP211/ | . | Switzerland | 90262000 | 0.1 |  | . | Dynamic Pressure Sensors | Dynamic pressure sensors (CP) | . | Ex ib G Zone 1 (Europa) / Validity : None Ex ib G Zone 1 (Korea) / Validity : None Ex ib G Zone 1 (Russia, Belarus, Kyrgyzstan, Armenia, Kazakhstan) / Validity : 18.02.2026 | EAC (Russia, Belarus, Kyrgyzstan, Armenia, Kazakhstan) / Validity : 29.09.2025 | Pattern approval (Russia) / Validity : 02.09.2025 | .
143-211-000-12x | 143-211-000-122 | DocManager | CP211-122 Piezoelectric Dynamic Pressure Sensor | CP211-122 | VC2 based sensing element, -196°C to +700°C, 25 pC/bar, 0.5 m integral MI cable, VM 7/16" high temp connector, Ex approved | . | 25pC/bar | -196 | 700 | 2 | 15000 | LEMO type 0 | CPxxx, IPC707, GSI127, EC153, MA104, MA126, MA seal, MA CP21x, ABAxxx, JB105, JB116 | . | https://catalogue.meggittsensing.com/CP211.png | https://catalogue.meggittsensing.com/CP211-en-datasheet.pdf | https://catalogue.meggittsensing.com/CP211/ | . | Switzerland | 90262000 |  |  | . | Dynamic Pressure Sensors | Dynamic pressure sensors (CP) | . | Ex ib G Zone 1 (Europa) / Validity : None Ex ib G Zone 1 (Korea) / Validity : None Ex ib G Zone 1 (Russia, Belarus, Kyrgyzstan, Armenia, Kazakhstan) / Validity : 18.02.2026 | EAC (Russia, Belarus, Kyrgyzstan, Armenia, Kazakhstan) / Validity : 29.09.2025 | Pattern approval (Russia) / Validity : 02.09.2025 | .
143-211-000-13x | 143-211-000-132 | DocManager | CP211-132 Piezoelectric Dynamic Pressure Sensor | CP211-132 | VC2 based sensing element, -196°C to +700°C, 25 pC/bar, 1 m integral MI cable, VM 7/16" high temp connector, Ex approved | . | 25pC/bar | -196 | 700 | 2 | 15000 | LEMO type 0 | CPxxx, IPC707, GSI127, EC153, MA104, MA126, MA seal, MA CP21x, ABAxxx, JB105, JB116 | . | https://catalogue.meggittsensing.com/CP211.png | https://catalogue.meggittsensing.com/CP211-en-datasheet.pdf | https://catalogue.meggittsensing.com/CP211/ | . | Switzerland | 90262000 | 0.08 |  | . | Dynamic Pressure Sensors | Dynamic pressure sensors (CP) | . | Ex ib G Zone 1 (Europa) / Validity : None Ex ib G Zone 1 (Korea) / Validity : None Ex ib G Zone 1 (Russia, Belarus, Kyrgyzstan, Armenia, Kazakhstan) / Validity : 18.02.2026 | EAC (Russia, Belarus, Kyrgyzstan, Armenia, Kazakhstan) / Validity : 29.09.2025 | Pattern approval (Russia) / Validity : 02.09.2025 | .
143-211-000-14x | 143-211-000-142 | DocManager | CP211-142 Piezoelectric Dynamic Pressure Sensor | CP211-142 | VC2 based sensing element, -196°C to +700°C, 25 pC/bar, 2 m integral MI cable, VM 7/16" high temp connector, Ex approved | . | 25pC/bar | -196 | 700 | 2 | 15000 | LEMO type 0 | CPxxx, IPC707, GSI127, EC153, MA104, MA126, MA seal, MA CP21x, ABAxxx, JB105, JB116 | . | https://catalogue.meggittsensing.com/CP211.png | https://catalogue.meggittsensing.com/CP211-en-datasheet.pdf | https://catalogue.meggittsensing.com/CP211/ | . | Switzerland | 90262000 |  |  | . | Dynamic Pressure Sensors | Dynamic pressure sensors (CP) | . | Ex ib G Zone 1 (Europa) / Validity : None Ex ib G Zone 1 (Korea) / Validity : None Ex ib G Zone 1 (Russia, Belarus, Kyrgyzstan, Armenia, Kazakhstan) / Validity : 18.02.2026 | EAC (Russia, Belarus, Kyrgyzstan, Armenia, Kazakhstan) / Validity : 29.09.2025 | Pattern approval (Russia) / Validity : 02.09.2025 | .
143-211-000-15x | 143-211-000-152 | DocManager | CP211-152 Piezoelectric Dynamic Pressure Sensor | CP211-152 | VC2 based sensing element, -196°C to +700°C, 25 pC/bar, 3 m integral MI cable, VM 7/16" high temp connector, Ex approved | . | 25pC/bar | -196 | 700 | 2 | 15000 | LEMO type 0 | CPxxx, IPC707, GSI127, EC153, MA104, MA126, MA seal, MA CP21x, ABAxxx, JB105, JB116 | . | https://catalogue.meggittsensing.com/CP211.png | https://catalogue.meggittsensing.com/CP211-en-datasheet.pdf | https://catalogue.meggittsensing.com/CP211/ | . | Switzerland | 90262000 |  |  | . | Dynamic Pressure Sensors | Dynamic pressure sensors (CP) | . | Ex ib G Zone 1 (Europa) / Validity : None Ex ib G Zone 1 (Korea) / Validity : None Ex ib G Zone 1 (Russia, Belarus, Kyrgyzstan, Armenia, Kazakhstan) / Validity : 18.02.2026 | EAC (Russia, Belarus, Kyrgyzstan, Armenia, Kazakhstan) / Validity : 29.09.2025 | Pattern approval (Russia) / Validity : 02.09.2025 | .
143-211-000-16x | 143-211-000-162 | DocManager | CP211-162 Piezoelectric Dynamic Pressure Sensor | CP211-162 | VC2 based sensing element, -196°C to +700°C, 25 pC/bar, 5 m integral MI cable, VM 7/16" high temp connector, Ex approved | . | 25pC/bar | -196 | 700 | 2 | 15000 | LEMO type 0 | CPxxx, IPC707, GSI127, EC153, MA104, MA126, MA seal, MA CP21x, ABAxxx, JB105, JB116 | . | https://catalogue.meggittsensing.com/CP211.png | https://catalogue.meggittsensing.com/CP211-en-datasheet.pdf | https://catalogue.meggittsensing.com/CP211/ | . | Switzerland | 90262000 | 0.14 |  | . | Dynamic Pressure Sensors | Dynamic pressure sensors (CP) | . | Ex ib G Zone 1 (Europa) / Validity : None Ex ib G Zone 1 (Korea) / Validity : None Ex ib G Zone 1 (Russia, Belarus, Kyrgyzstan, Armenia, Kazakhstan) / Validity : 18.02.2026 | EAC (Russia, Belarus, Kyrgyzstan, Armenia, Kazakhstan) / Validity : 29.09.2025 | Pattern approval (Russia) / Validity : 02.09.2025 | .
143-215-901-02x | 143-215-901-022 | DocManager | CP215 Mounting adaptor | CP21x Mounting adaptor | Mounting Adapter for CP 21x made of Inconel X-750 | . | N/A | N/A | N/A | N/A | N/A | N/A | CPxxx, IPC707, GSI127, EC153, MA104, MA Seal, ABAxxx, JB105, JB116 | . |  |  |  | . |  |  |  |  | . | Sensor Accessories | Mounting Accessories | . | N/A | N/A | N/A | .
143-215-902-01x | 143-215-902-011 | DocManager | Seal for CP21x dynamic pressure sensors | Seal | Seal (int.) for CP 21x or CP 5xx made of Inconel 600 | . | N/A | N/A | N/A | N/A | N/A | N/A | CPxxx, IPC707, GSI127, EC153, MA Seal, ABAxxx, JB105, JB116 | . | https://catalogue.meggittsensing.com/CP211.png | https://catalogue.meggittsensing.com/CP211-en-datasheet.pdf | https://catalogue.meggittsensing.com/CP211/ | . |  |  |  |  | . | Sensor Accessories | Mounting Accessories | . | N/A | N/A | N/A | .
143-215-903-01x | 143-215-903-011 | DocManager | Seal for CP21x dynamic pressure sensors | Seal | Seal (ext.) for CP 21x or CP 5xx made of Inconel 600 | . | N/A | N/A | N/A | N/A | N/A | N/A | CPxxx, IPC707, GSI127, EC153, MA Seal, ABAxxx, JB105, JB116 | . | https://catalogue.meggittsensing.com/CP211.png | https://catalogue.meggittsensing.com/CP211-en-datasheet.pdf | https://catalogue.meggittsensing.com/CP211/ | . |  |  |  |  | . | Sensor Accessories | Mounting Accessories | . | N/A | N/A | N/A | .
143-216-000-02x | 143-216-000-021 | DocManager | CP216-021 Piezoelectric Dynamic Pressure Sensor | CP216-021 | -70°C to 520°C, 200pC/bar, 0.5 m integral MI cable, VM-Lemo type 0 connector, Ex approved | . | 200pC/bar | -70 | 520 | 2 | 15000 | LEMO type 0 | CPxxx, IPC707, GSI127, EC153, MA104, MA seal, MA CP21x, ABAxxx, JB105, JB116 | . |  |  |  | . | Switzerland | 90262000 |  |  | . | Dynamic Pressure Sensors | Dynamic pressure sensors (CP) | . | Ex ib G Zone 1 (Europa) / Validity : None Ex ib G Zone 1 (Korea) / Validity : None Ex ib G Zone 1 (Russia, Belarus, Kyrgyzstan, Armenia, Kazakhstan) / Validity : 18.02.2026 | EAC (Russia, Belarus, Kyrgyzstan, Armenia, Kazakhstan) / Validity : 29.09.2025 | Pattern approval (Russia) / Validity : 02.09.2025 | .
143-216-000-03x | 143-216-000-031 | DocManager | CP216-031 Piezoelectric Dynamic Pressure Sensor | CP216-031 | -70°C to 520°C, 200pC/bar, 1 m integral MI cable, VM-Lemo type 0 connector, Ex approved | . | 200pC/bar | -70 | 520 | 2 | 15000 | LEMO type 0 | CPxxx, IPC707, GSI127, EC153, MA104, MA seal, MA CP21x, ABAxxx, JB105, JB116 | . |  |  |  | . | Switzerland | 90262000 | 0.053 |  | . | Dynamic Pressure Sensors | Dynamic pressure sensors (CP) | . | Ex ib G Zone 1 (Europa) / Validity : None Ex ib G Zone 1 (Korea) / Validity : None Ex ib G Zone 1 (Russia, Belarus, Kyrgyzstan, Armenia, Kazakhstan) / Validity : 18.02.2026 | EAC (Russia, Belarus, Kyrgyzstan, Armenia, Kazakhstan) / Validity : 29.09.2025 | Pattern approval (Russia) / Validity : 02.09.2025 | .
143-216-000-04x | 143-216-000-041 | DocManager | CP216-041 Piezoelectric Dynamic Pressure Sensor | CP216-041 | -70°C to 520°C, 200pC/bar, 2 m integral MI cable, VM-Lemo type 0 connector, Ex approved | . | 200pC/bar | -70 | 520 | 2 | 15000 | LEMO type 0 | CPxxx, IPC707, GSI127, EC153, MA104, MA seal, MA CP21x, ABAxxx, JB105, JB116 | . |  |  |  | . | Switzerland | 90262000 | 3.2 |  | . | Dynamic Pressure Sensors | Dynamic pressure sensors (CP) | . | Ex ib G Zone 1 (Europa) / Validity : None Ex ib G Zone 1 (Korea) / Validity : None Ex ib G Zone 1 (Russia, Belarus, Kyrgyzstan, Armenia, Kazakhstan) / Validity : 18.02.2026 | EAC (Russia, Belarus, Kyrgyzstan, Armenia, Kazakhstan) / Validity : 29.09.2025 | Pattern approval (Russia) / Validity : 02.09.2025 | .
143-216-000-12x | 143-216-000-121 | DocManager | CP216-121 Piezoelectric Dynamic Pressure Sensor | CP216-121 | -70°C to 520°C, 200pC/bar, 0.5 m integral MI cable, VM-7/16" high temp connector, Ex approved | . | 200pC/bar | -70 | 520 | 2 | 15000 | LEMO type 0 | CPxxx, IPC707, GSI127, EC153, MA104, MA126, MA seal, MA CP21x, ABAxxx, JB105, JB116 | . |  |  |  | . | Switzerland | 90262000 |  |  | . | Dynamic Pressure Sensors | Dynamic pressure sensors (CP) | . | Ex ib G Zone 1 (Europa) / Validity : None Ex ib G Zone 1 (Korea) / Validity : None Ex ib G Zone 1 (Russia, Belarus, Kyrgyzstan, Armenia, Kazakhstan) / Validity : 18.02.2026 | EAC (Russia, Belarus, Kyrgyzstan, Armenia, Kazakhstan) / Validity : 29.09.2025 | Pattern approval (Russia) / Validity : 02.09.2025 | .
143-216-000-13x | 143-216-000-131 | DocManager | CP216-131 Piezoelectric Dynamic Pressure Sensor | CP216-131 | -70°C to 520°C, 200pC/bar, 1 m integral MI cable, VM-7/16" high temp connector, Ex approved | . | 200pC/bar | -70 | 520 | 2 | 15000 | LEMO type 0 | CPxxx, IPC707, GSI127, EC153, MA104, MA126, MA seal, MA CP21x, ABAxxx, JB105, JB116 | . |  |  |  | . | Switzerland | 90262000 | 0.065 |  | . | Dynamic Pressure Sensors | Dynamic pressure sensors (CP) | . | Ex ib G Zone 1 (Europa) / Validity : None Ex ib G Zone 1 (Korea) / Validity : None Ex ib G Zone 1 (Russia, Belarus, Kyrgyzstan, Armenia, Kazakhstan) / Validity : 18.02.2026 | EAC (Russia, Belarus, Kyrgyzstan, Armenia, Kazakhstan) / Validity : 29.09.2025 | Pattern approval (Russia) / Validity : 02.09.2025 | .
143-216-000-14x | 143-216-000-141 | DocManager | CP216-141 Piezoelectric Dynamic Pressure Sensor | CP216-141 | -70°C to 520°C, 200pC/bar, 2 m integral MI cable, VM-7/16" high temp connector, Ex approved | . | 200pC/bar | -70 | 520 | 2 | 15000 | LEMO type 0 | CPxxx, IPC707, GSI127, EC153, MA104, MA126, MA seal, MA CP21x, ABAxxx, JB105, JB116 | . |  |  |  | . | Switzerland | 90262000 |  |  | . | Dynamic Pressure Sensors | Dynamic pressure sensors (CP) | . | Ex ib G Zone 1 (Europa) / Validity : None Ex ib G Zone 1 (Korea) / Validity : None Ex ib G Zone 1 (Russia, Belarus, Kyrgyzstan, Armenia, Kazakhstan) / Validity : 18.02.2026 | EAC (Russia, Belarus, Kyrgyzstan, Armenia, Kazakhstan) / Validity : 29.09.2025 | Pattern approval (Russia) / Validity : 02.09.2025 | .
143-216-000-15x | 143-216-000-151 | DocManager | CP216-151 Piezoelectric Dynamic Pressure Sensor | CP216-151 | -70°C to 520°C, 200pC/bar, 3 m integral MI cable, VM-7/16" high temp connector, Ex approved | . | 200pC/bar | -70 | 520 | 2 | 15000 | LEMO type 0 | CPxxx, IPC707, GSI127, EC153, MA104, MA126, MA seal, MA CP21x, ABAxxx, JB105, JB116 | . |  |  |  | . | Switzerland | 90262000 | 0.09 |  | . | Dynamic Pressure Sensors | Dynamic pressure sensors (CP) | . | Ex ib G Zone 1 (Europa) / Validity : None Ex ib G Zone 1 (Korea) / Validity : None Ex ib G Zone 1 (Russia, Belarus, Kyrgyzstan, Armenia, Kazakhstan) / Validity : 18.02.2026 | EAC (Russia, Belarus, Kyrgyzstan, Armenia, Kazakhstan) / Validity : 29.09.2025 | Pattern approval (Russia) / Validity : 02.09.2025 | .
143-216-000-16x | 143-216-000-161 | DocManager | CP216-161 Piezoelectric Dynamic Pressure Sensor | CP216-161 | -70°C to 520°C, 200pC/bar, 5 m integral MI cable, VM-7/16" high temp connector, Ex approved | . | 200pC/bar | -70 | 520 | 2 | 15000 | LEMO type 0 | CPxxx, IPC707, GSI127, EC153, MA104, MA126, MA seal, MA CP21x, ABAxxx, JB105, JB116 | . |  |  |  | . | Switzerland | 90262000 |  |  | . | Dynamic Pressure Sensors | Dynamic pressure sensors (CP) | . | Ex ib G Zone 1 (Europa) / Validity : None Ex ib G Zone 1 (Korea) / Validity : None Ex ib G Zone 1 (Russia, Belarus, Kyrgyzstan, Armenia, Kazakhstan) / Validity : 18.02.2026 | EAC (Russia, Belarus, Kyrgyzstan, Armenia, Kazakhstan) / Validity : 29.09.2025 | Pattern approval (Russia) / Validity : 02.09.2025 | .
143-216-000-25x | 143-216-000-251 | DocManager | CP216-251 Piezoelectric Dynamic Pressure Sensor | CP216-251 | -70°C to 520°C, 200pC/bar, 3 m integral MI cable and mounting adapter, VM-Lemo type 0 connector, Ex approved | . | 200pC/bar | -70 | 520 | 2 | 15000 | LEMO type 0 | CPxxx, IPC707, GSI127, EC153, MA104, MA seal, MA CP21x, ABAxxx, JB105, JB116 | . |  |  |  | . | Switzerland | 90262000 | 0.14 |  | . | Dynamic Pressure Sensors | Dynamic pressure sensors (CP) | . | Ex ib G Zone 1 (Europa) / Validity : None Ex ib G Zone 1 (Korea) / Validity : None Ex ib G Zone 1 (Russia, Belarus, Kyrgyzstan, Armenia, Kazakhstan) / Validity : 18.02.2026 | EAC (Russia, Belarus, Kyrgyzstan, Armenia, Kazakhstan) / Validity : 29.09.2025 | Pattern approval (Russia) / Validity : 02.09.2025 | .
143-216-000-35x | 143-216-000-351 | DocManager | CP216-351 Piezoelectric Dynamic Pressure Sensor | CP216-351 | -70°C to 520°C, 200pC/bar, 3 m integral MI cable and mounting adapter, VM-7/16" high temp connector, Ex approved | . | 200pC/bar | -70 | 520 | 2 | 15000 | LEMO type 0 | CPxxx, IPC707, GSI127, EC153, MA104, MA seal, MA CP21x, ABAxxx, JB105, JB116 | . |  |  |  | . | Switzerland | 90262000 | 0.16 |  | . | Dynamic Pressure Sensors | Dynamic pressure sensors (CP) | . | Ex ib G Zone 1 (Europa) / Validity : None Ex ib G Zone 1 (Korea) / Validity : None Ex ib G Zone 1 (Russia, Belarus, Kyrgyzstan, Armenia, Kazakhstan) / Validity : 18.02.2026 | EAC (Russia, Belarus, Kyrgyzstan, Armenia, Kazakhstan) / Validity : 29.09.2025 | Pattern approval (Russia) / Validity : 02.09.2025 | .
143-232-000-11x | 143-232-000-112 | DocManager | CP232-112 Piezoelectric Dynamic Pressure Sensor | CP232-112 | -55°C to +520°C, 750 pC/bar, 0,15 pC/g, 0,3 m (12") integral MI cable with overbraid, VM 7/16" high temp connector, Ex approved | . | 750pC/bar | -55 | 520 | 2 | 10000 | 7/16"-27UNS-2A | CPxxx, IPC707, GSI127, EC069, EC112, EC119, EC222, EC453, MA Seal, MA131, CG505, ABAxxx, JB105, JB116 | . |  |  |  | . | Switzerland | 90262000 | 0.122 |  | . | Dynamic Pressure Sensors | Dynamic pressure sensors (CP) | . | Ex ia G Zone 0 (International) / Validity : None Ex ia G Zone 0 (Korea) / Validity : None Ex ia G Zone 0 (North America) / Validity : None Ex ib G Zone 1 (Europa) / Validity : None Ex ib G Zone 1 (Russia, Belarus, Kyrgyzstan, Armenia, Kazakhstan) / Validity : 18.02.2026 Ex nA G Zone 2 (Europa) / Validity : None Ex nA G Zone 2 (International) / Validity : None Ex nA G Zone 2 (North America) / Validity : None Ex nA G Zone 2 (Russia, Belarus, Kyrgyzstan, Armenia, Kazakhstan) / Validity : 18.02.2026 | EAC (Russia, Belarus, Kyrgyzstan, Armenia, Kazakhstan) / Validity : 29.09.2025 | Pattern approval (Russia) / Validity : 02.09.2025 | .
143-232-000-22x | 143-232-000-222 | DocManager | CP232-222 Piezoelectric Dynamic Pressure Sensor | CP232-222 | -55°C to +520°C, 750 pC/bar, 0,15 pC/g, 0,3 m (12") integral MI cable with overbraid, VM 7/16" high temp connector, Ex approved | . | 750pC/bar | -55 | 520 | 2 | 10000 | 7/16"-27UNS-2A | CPxxx, IPC707, GSI127, EC069, EC112, EC119, EC222, EC453, MA Seal, MA131, CG505, ABAxxx, JB105, JB116 | . |  |  |  | . | Switzerland | 90262000 | 0.112 |  | . | Dynamic Pressure Sensors | Dynamic pressure sensors (CP) | . | Ex ia G Zone 0 (International) / Validity : None Ex ia G Zone 0 (Korea) / Validity : None Ex ia G Zone 0 (North America) / Validity : None Ex ib G Zone 1 (China) / Validity : 14.07.2026 Ex ib G Zone 1 (Europa) / Validity : None Ex ib G Zone 1 (Russia, Belarus, Kyrgyzstan, Armenia, Kazakhstan) / Validity : 18.02.2026 Ex nA G Zone 2 (Europa) / Validity : None Ex nA G Zone 2 (International) / Validity : None Ex nA G Zone 2 (North America) / Validity : None Ex nA G Zone 2 (Russia, Belarus, Kyrgyzstan, Armenia, Kazakhstan) / Validity : 18.02.2026 | EAC (Russia, Belarus, Kyrgyzstan, Armenia, Kazakhstan) / Validity : 29.09.2025 | Pattern approval (Russia) / Validity : 02.09.2025 | .
143-232-000-23x | 143-232-000-232 | DocManager | CP232-232 Piezoelectric Dynamic Pressure Sensor | CP232-232 | -55°C to +520°C, 750 pC/bar, 0,15 pC/g, 1 m (39.4") integral MI cable with overbraid, VM 7/16" high temp connector, Ex approved | . | 750pC/bar | -55 | 520 | 2 | 10000 | 7/16"-27UNS-2A | CPxxx, IPC707, GSI127, EC069, EC112, EC119, EC222, EC453, MA Seal, MA131, CG505, ABAxxx, JB105, JB116 | . |  |  |  | . | Switzerland | 90262000 | 0.205 |  | . | Dynamic Pressure Sensors | Dynamic pressure sensors (CP) | . | Ex ia G Zone 0 (International) / Validity : None Ex ia G Zone 0 (Korea) / Validity : None Ex ia G Zone 0 (North America) / Validity : None Ex ib G Zone 1 (China) / Validity : 14.07.2026 Ex ib G Zone 1 (Europa) / Validity : None Ex ib G Zone 1 (Russia, Belarus, Kyrgyzstan, Armenia, Kazakhstan) / Validity : 18.02.2026 Ex nA G Zone 2 (Europa) / Validity : None Ex nA G Zone 2 (International) / Validity : None Ex nA G Zone 2 (North America) / Validity : None Ex nA G Zone 2 (Russia, Belarus, Kyrgyzstan, Armenia, Kazakhstan) / Validity : 18.02.2026 | EAC (Russia, Belarus, Kyrgyzstan, Armenia, Kazakhstan) / Validity : 29.09.2025 | Pattern approval (Russia) / Validity : 02.09.2025 | .
143-232-901-32x | 143-232-901-321 | DocManager | Seal for CP232 dynamic pressure sensors | Seal | Seal for CP 232 version 2XX made of silver plated stainless steel | . | N/A | N/A | N/A | 2 | 10000 | N/A | CPxxx, IPC707, GSI127, MA131, ABAxxx, JB105, JB116 | . |  |  |  | . | Switzerland | 73182291 | 0.001 |  | . | Sensor Accessories | Mounting Accessories | . | N/A | N/A | N/A | .
143-233-000-02x | 143-233-000-022 | DocManager | CP233-022 Piezoelectric Dynamic Pressure Sensor | CP233-022 | -55°C to +520°C, 750 pC/bar, 0,15 pC/g, 3 m integral MI cable with overbraid, VM 7/16" high temp connector, Ex approved | . | 750pC/bar | -55 | 520 | 2 | 10000 | 7/16"-27UNS-2A | CPxxx, IPC707, GSI127, EC069, EC112, EC119, EC222, MA Seal, CG505, ABAxxx, JB105, JB116 | . |  |  |  | . | Switzerland | 90262000 | 0.485 |  | . | Dynamic Pressure Sensors | Dynamic pressure sensors (CP) | . | Ex ia G Zone 0 (International) / Validity : None Ex ia G Zone 0 (Korea) / Validity : None Ex ia G Zone 0 (North America) / Validity : None Ex ib G Zone 1 (China) / Validity : 14.07.2026 Ex ib G Zone 1 (Europa) / Validity : None Ex ib G Zone 1 (Russia, Belarus, Kyrgyzstan, Armenia, Kazakhstan) / Validity : 18.02.2026 Ex nA G Zone 2 (Europa) / Validity : None Ex nA G Zone 2 (International) / Validity : None Ex nA G Zone 2 (North America) / Validity : None Ex nA G Zone 2 (Russia, Belarus, Kyrgyzstan, Armenia, Kazakhstan) / Validity : 18.02.2026 | EAC (Russia, Belarus, Kyrgyzstan, Armenia, Kazakhstan) / Validity : 29.09.2025 | Pattern approval (Russia) / Validity : 02.09.2025 | .
143-235-000-01x | 143-235-000-012 | DocManager | CP235-012 Piezoelectric Dynamic Pressure Sensor | CP235-012 | -55°C to +520°C, 750 pC/bar, 0.15 pC/g, 2 m integral MI cable with overbraid, VM 7/16" high temp connector, Ex approved | . | 750pC/bar | -55 | 520 | 2 | 10000 | 7/16″-27UNS-2A | CPxxx, IPC707, GSI127, EC069, EC112, EC119, EC222, ABAxxx, JB105, JB116 | . | https://catalogue.meggittsensing.com/CP235.png | https://catalogue.meggittsensing.com/CP235-en-datasheet.pdf | https://catalogue.meggittsensing.com/CP235/ | . | Switzerland | 90262000 | 0.35 |  | . | Dynamic Pressure Sensors | Dynamic pressure sensors (CP) | . | Ex ia G Zone 0 (International) / Validity : None Ex ia G Zone 0 (Korea) / Validity : None Ex ia G Zone 0 (North America) / Validity : None Ex ib G Zone 1 (China) / Validity : 14.07.2026 Ex ib G Zone 1 (Europa) / Validity : None Ex ib G Zone 1 (Russia, Belarus, Kyrgyzstan, Armenia, Kazakhstan) / Validity : 18.02.2026 Ex nA G Zone 2 (Europa) / Validity : None Ex nA G Zone 2 (International) / Validity : None Ex nA G Zone 2 (North America) / Validity : None Ex nA G Zone 2 (Russia, Belarus, Kyrgyzstan, Armenia, Kazakhstan) / Validity : 18.02.2026 | EAC (Russia, Belarus, Kyrgyzstan, Armenia, Kazakhstan) / Validity : 29.09.2025 | No | .
143-235-000-02x | 143-235-000-022 | DocManager | CP235-022 Piezoelectric Dynamic Pressure Sensor | CP235-022 | -55°C to +520°C, 750 pC/bar, 0.15 pC/g, 5 m integral MI cable with overbraid, VM 7/16" high temp connector, Ex approved | . | 750pC/bar | -55 | 520 | 2 | 10000 | 7/16″-27UNS-2A | CPxxx, IPC707, GSI127, EC069, EC112, EC119, EC222, ABAxxx, JB105, JB116 | . | https://catalogue.meggittsensing.com/CP235.png | https://catalogue.meggittsensing.com/CP235-en-datasheet.pdf | https://catalogue.meggittsensing.com/CP235/ | . | Switzerland | 90262000 | 0.76 |  | . | Dynamic Pressure Sensors | Dynamic pressure sensors (CP) | . | Ex ia G Zone 0 (International) / Validity : None Ex ia G Zone 0 (Korea) / Validity : None Ex ia G Zone 0 (North America) / Validity : None Ex ib G Zone 1 (China) / Validity : 14.07.2026 Ex ib G Zone 1 (Europa) / Validity : None Ex ib G Zone 1 (Russia, Belarus, Kyrgyzstan, Armenia, Kazakhstan) / Validity : 18.02.2026 Ex nA G Zone 2 (Europa) / Validity : None Ex nA G Zone 2 (International) / Validity : None Ex nA G Zone 2 (North America) / Validity : None Ex nA G Zone 2 (Russia, Belarus, Kyrgyzstan, Armenia, Kazakhstan) / Validity : 18.02.2026 | EAC (Russia, Belarus, Kyrgyzstan, Armenia, Kazakhstan) / Validity : 29.09.2025 | No | .
143-236-000-01x | 143-236-000-012 | DocManager | CP236-012 Piezoelectric Dynamic Pressure Sensor | CP236-012 | -55°C to +520°C, 750 pC/bar, 0,15 pC/g, 2 m integral MI cable with overbraid, VM 7/16" high temp connector, Ex approved | . | 750pC/bar | -55 | 520 | 2 | 10000 | 7/16"-27UNS-2A | CPxxx, IPC707, GSI127, EC069, EC112, EC119, EC222, MA Seal, CG505, ABAxxx, JB105, JB116 | . |  |  |  | . | Switzerland | 90262000 | 0.35 |  | . | Dynamic Pressure Sensors | Dynamic pressure sensors (CP) | . | Ex ia G Zone 0 (International) / Validity : None Ex ia G Zone 0 (Korea) / Validity : None Ex ia G Zone 0 (North America) / Validity : None Ex ib G Zone 1 (China) / Validity : 14.07.2026 Ex ib G Zone 1 (Europa) / Validity : None Ex ib G Zone 1 (Russia, Belarus, Kyrgyzstan, Armenia, Kazakhstan) / Validity : 18.02.2026 Ex nA G Zone 2 (Europa) / Validity : None Ex nA G Zone 2 (International) / Validity : None Ex nA G Zone 2 (North America) / Validity : None Ex nA G Zone 2 (Russia, Belarus, Kyrgyzstan, Armenia, Kazakhstan) / Validity : 18.02.2026 | EAC (Russia, Belarus, Kyrgyzstan, Armenia, Kazakhstan) / Validity : 29.09.2025 | No | .
143-237-000-01x | 143-237-000-012 | DocManager | CP237-012 Piezoelectric Dynamic Pressure Sensor | CP237-012 | -55°C to +520°C, 750 pC/bar, 0.15 pC/g, 2 m integral MI cable with overbraid, VM 7/16" high temp connector, Ex approved | . | 750pC/bar | -55 | 520 | 2 | 10000 | 7/16"-27UNS-2A | CPxxx, IPC707, GSI127, EC069, EC112, EC119, EC222, MA Seal, CG505, ABAxxx, JB105, JB116 | . |  |  |  | . | Switzerland | 90262000 | 0.36 |  | . | Dynamic Pressure Sensors | Dynamic pressure sensors (CP) | . | Ex ia G Zone 0 (International) / Validity : None Ex ia G Zone 0 (Korea) / Validity : None Ex ia G Zone 0 (North America) / Validity : None Ex ib G Zone 1 (China) / Validity : 14.07.2026 Ex ib G Zone 1 (Europa) / Validity : None Ex ib G Zone 1 (Japan) / Validity : 16.07.2025 Ex ib G Zone 1 (Russia, Belarus, Kyrgyzstan, Armenia, Kazakhstan) / Validity : 18.02.2026 Ex nA G Zone 2 (Europa) / Validity : None Ex nA G Zone 2 (International) / Validity : None Ex nA G Zone 2 (North America) / Validity : None Ex nA G Zone 2 (Russia, Belarus, Kyrgyzstan, Armenia, Kazakhstan) / Validity : 18.02.2026 | EAC (Russia, Belarus, Kyrgyzstan, Armenia, Kazakhstan) / Validity : 29.09.2025 | No | .
143-238-000-02x | 143-238-000-021 | DocManager | CP238-021 Piezoelectric Dynamic Pressure Sensor | CP238-021 | -55°C to +520°C, 750 pC/bar, 0.15 pC/g, 0.3 m (12") integral MI cable with overbraid, VM 7/16" high temp connector, Ex approved | . | 750pC/bar | -55 | 520 | 2 | 10000 | 7/16"-27UNS-2A | CPxxx, IPC707, GSI127, EC069, EC112, EC119, EC222, EC453, MA Seal, CG505, ABAxxx, JB105, JB116 | . |  |  |  | . | Switzerland | 90262000 | 0.11 |  | . | Dynamic Pressure Sensors | Dynamic pressure sensors (CP) | . | Ex ia G Zone 0 (International) / Validity : None Ex ia G Zone 0 (Korea) / Validity : None Ex ia G Zone 0 (North America) / Validity : None Ex ib G Zone 1 (China) / Validity : 14.07.2026 Ex ib G Zone 1 (Europa) / Validity : None Ex ib G Zone 1 (Russia, Belarus, Kyrgyzstan, Armenia, Kazakhstan) / Validity : 18.02.2026 Ex nA G Zone 2 (Europa) / Validity : None Ex nA G Zone 2 (International) / Validity : None Ex nA G Zone 2 (North America) / Validity : None Ex nA G Zone 2 (Russia, Belarus, Kyrgyzstan, Armenia, Kazakhstan) / Validity : 18.02.2026 | EAC (Russia, Belarus, Kyrgyzstan, Armenia, Kazakhstan) / Validity : 29.09.2025 | No | .
143-502-000-02x | 143-502-000-021 | DocManager | CP502-021 Piezoelectric Dynamic Pressure Sensor | CP502-021 | VM-Lemo type 0 connector, 1 m integral MI cable | . | 90pC/bar | -70 | 560 | 2 | 10000 | LEMO type 0 | CPxxx, IPC707, GSI127, EC153, MA104, MA Seal, ABAxxx, JB105, JB116 | . |  |  |  | . | Switzerland | 90262000 |  |  | . | Dynamic Pressure Sensors | Dynamic pressure sensors (CP) | . | Ex ia G Zone 0 (Europa) / Validity : None Ex ia G Zone 0 (International) / Validity : None Ex ia G Zone 0 (Korea) / Validity : None Ex ia G Zone 0 (North America) / Validity : None Ex ia G Zone 0 (United Kingdom) / Validity : None Ex nA G Zone 2 (Europa) / Validity : None Ex nA G Zone 2 (International) / Validity : None Ex nA G Zone 2 (United Kingdom) / Validity : None Ex ia G Zone 0 (Europa) / Validity : None Ex ia G Zone 0 (International) / Validity : None Ex ia G Zone 0 (Korea) / Validity : None Ex ia G Zone 0 (North America) / Validity : None Ex ia G Zone 0 (United Kingdom) / Validity : None Ex nA G Zone 2 (Europa) / Validity : None Ex nA G Zone 2 (International) / Validity : None Ex nA G Zone 2 (United Kingdom) / Validity : None Ex ia G Zone 0 (Europa) / Validity : None Ex ia G Zone 0 (International) / Validity : None Ex ia G Zone 0 (Korea) / Validity : None Ex ia G Zone 0 (North America) / Validity : None Ex ia G Zone 0 (United Kingdom) / Validity : None Ex nA G Zone 2 (Europa) / Validity : None Ex nA G Zone 2 (International) / Validity : None Ex nA G Zone 2 (United Kingdom) / Validity : None Ex ia G Zone 0 (Europa) / Validity : None Ex ia G Zone 0 (International) / Validity : None Ex ia G Zone 0 (Korea) / Validity : None Ex ia G Zone 0 (North America) / Validity : None Ex ia G Zone 0 (United Kingdom) / Validity : None Ex nA G Zone 2 (Europa) / Validity : None Ex nA G Zone 2 (International) / Validity : None Ex nA G Zone 2 (United Kingdom) / Validity : None Ex ia G Zone 0 (Europa) / Validity : None Ex ia G Zone 0 (International) / Validity : None Ex ia G Zone 0 (Korea) / Validity : None Ex ia G Zone 0 (North America) / Validity : None Ex ia G Zone 0 (United Kingdom) / Validity : None Ex nA G Zone 2 (Europa) / Validity : None Ex nA G Zone 2 (International) / Validity : None Ex nA G Zone 2 (United Kingdom) / Validity : None Ex ia G Zone 0 (Europa) / Validity : None Ex ia G Zone 0 (International) / Validity : None Ex ia G Zone 0 (Korea) / Validity : None Ex ia G Zone 0 (North America) / Validity : None Ex ia G Zone 0 (United Kingdom) / Validity : None Ex nA G Zone 2 (Europa) / Validity : None Ex nA G Zone 2 (International) / Validity : None Ex nA G Zone 2 (United Kingdom) / Validity : None Ex ia G Zone 0 (Europa) / Validity : None Ex ia G Zone 0 (International) / Validity : None Ex ia G Zone 0 (Korea) / Validity : None Ex ia G Zone 0 (North America) / Validity : None Ex ia G Zone 0 (United Kingdom) / Validity : None Ex nA G Zone 2 (Europa) / Validity : None Ex nA G Zone 2 (International) / Validity : None Ex nA G Zone 2 (United Kingdom) / Validity : None Ex ia G Zone 0 (Europa) / Validity : None Ex ia G Zone 0 (International) / Validity : None Ex ia G Zone 0 (Korea) / Validity : None Ex ia G Zone 0 (North America) / Validity : None Ex ia G Zone 0 (United Kingdom) / Validity : None Ex nA G Zone 2 (Europa) / Validity : None Ex nA G Zone 2 (International) / Validity : None Ex nA G Zone 2 (United Kingdom) / Validity : None Ex ia G Zone 0 (Europa) / Validity : None Ex ia G Zone 0 (International) / Validity : None Ex ia G Zone 0 (Korea) / Validity : None Ex ia G Zone 0 (North America) / Validity : None Ex ia G Zone 0 (United Kingdom) / Validity : None Ex nA G Zone 2 (Europa) / Validity : None Ex nA G Zone 2 (International) / Validity : None Ex nA G Zone 2 (United Kingdom) / Validity : None Ex ia G Zone 0 (Europa) / Validity : None Ex ia G Zone 0 (International) / Validity : None Ex ia G Zone 0 (Korea) / Validity : None Ex ia G Zone 0 (North America) / Validity : None Ex ia G Zone 0 (United Kingdom) / Validity : None Ex nA G Zone 2 (Europa) / Validity : None Ex nA G Zone 2 (International) / Validity : None Ex nA G Zone 2 (United Kingdom) / Validity : None Ex ia G Zone 0 (Europa) / Validity : None Ex ia G Zone 0 (International) / Validity : None Ex ia G Zone 0 (Korea) / Validity : None Ex ia G Zone 0 (North America) / Validity : None Ex ia G Zone 0 (United Kingdom) / Validity : None Ex nA G Zone 2 (Europa) / Validity : None Ex nA G Zone 2 (International) / Validity : None Ex nA G Zone 2 (United Kingdom) / Validity : None Ex ia G Zone 0 (Europa) / Validity : None Ex ia G Zone 0 (International) / Validity : None Ex ia G Zone 0 (Korea) / Validity : None Ex ia G Zone 0 (North America) / Validity : None Ex ia G Zone 0 (United Kingdom) / Validity : None Ex nA G Zone 2 (Europa) / Validity : None Ex nA G Zone 2 (International) / Validity : None Ex nA G Zone 2 (United Kingdom) / Validity : None Ex ia G Zone 0 (Europa) / Validity : None Ex ia G Zone 0 (International) / Validity : None Ex ia G Zone 0 (Korea) / Validity : None Ex ia G Zone 0 (North America) / Validity : None Ex ia G Zone 0 (United Kingdom) / Validity : None Ex nA G Zone 2 (Europa) / Validity : None Ex nA G Zone 2 (International) / Validity : None Ex nA G Zone 2 (United Kingdom) / Validity : None Ex ia G Zone 0 (Europa) / Validity : None Ex ia G Zone 0 (International) / Validity : None Ex ia G Zone 0 (Korea) / Validity : None Ex ia G Zone 0 (North America) / Validity : None Ex ia G Zone 0 (United Kingdom) / Validity : None Ex nA G Zone 2 (Europa) / Validity : None Ex nA G Zone 2 (International) / Validity : None Ex nA G Zone 2 (United Kingdom) / Validity : None Ex ia G Zone 0 (Europa) / Validity : None Ex ia G Zone 0 (International) / Validity : None Ex ia G Zone 0 (Korea) / Validity : None Ex ia G Zone 0 (North America) / Validity : None Ex ia G Zone 0 (United Kingdom) / Validity : None Ex nA G Zone 2 (Europa) / Validity : None Ex nA G Zone 2 (International) / Validity : None Ex nA G Zone 2 (United Kingdom) / Validity : None Ex ia G Zone 0 (Europa) / Validity : None Ex ia G Zone 0 (International) / Validity : None Ex ia G Zone 0 (Korea) / Validity : None Ex ia G Zone 0 (North America) / Validity : None Ex ia G Zone 0 (United Kingdom) / Validity : None Ex nA G Zone 2 (Europa) / Validity : None Ex nA G Zone 2 (International) / Validity : None Ex nA G Zone 2 (United Kingdom) / Validity : None Ex ia G Zone 0 (Europa) / Validity : None Ex ia G Zone 0 (International) / Validity : None Ex ia G Zone 0 (Korea) / Validity : None Ex ia G Zone 0 (North America) / Validity : None Ex ia G Zone 0 (United Kingdom) / Validity : None Ex nA G Zone 2 (Europa) / Validity : None Ex nA G Zone 2 (International) / Validity : None Ex nA G Zone 2 (United Kingdom) / Validity : None Ex ia G Zone 0 (Europa) / Validity : None Ex ia G Zone 0 (International) / Validity : None Ex ia G Zone 0 (Korea) / Validity : None Ex ia G Zone 0 (North America) / Validity : None Ex ia G Zone 0 (United Kingdom) / Validity : None Ex nA G Zone 2 (Europa) / Validity : None Ex nA G Zone 2 (International) / Validity : None Ex nA G Zone 2 (United Kingdom) / Validity : None Ex ia G Zone 0 (Europa) / Validity : None Ex ia G Zone 0 (International) / Validity : None Ex ia G Zone 0 (Korea) / Validity : None Ex ia G Zone 0 (North America) / Validity : None Ex ia G Zone 0 (United Kingdom) / Validity : None Ex nA G Zone 2 (Europa) / Validity : None Ex nA G Zone 2 (International) / Validity : None Ex nA G Zone 2 (United Kingdom) / Validity : None Ex ia G Zone 0 (Europa) / Validity : None Ex ia G Zone 0 (International) / Validity : None Ex ia G Zone 0 (Korea) / Validity : None Ex ia G Zone 0 (North America) / Validity : None Ex ia G Zone 0 (United Kingdom) / Validity : None Ex nA G Zone 2 (Europa) / Validity : None Ex nA G Zone 2 (International) / Validity : None Ex nA G Zone 2 (United Kingdom) / Validity : None Ex ia G Zone 0 (Europa) / Validity : None Ex ia G Zone 0 (International) / Validity : None Ex ia G Zone 0 (Korea) / Validity : None Ex ia G Zone 0 (North America) / Validity : None Ex ia G Zone 0 (United Kingdom) / Validity : None Ex nA G Zone 2 (Europa) / Validity : None Ex nA G Zone 2 (International) / Validity : None Ex nA G Zone 2 (United Kingdom) / Validity : None Ex ia G Zone 0 (Europa) / Validity : None Ex ia G Zone 0 (International) / Validity : None Ex ia G Zone 0 (Korea) / Validity : None Ex ia G Zone 0 (North America) / Validity : None Ex ia G Zone 0 (United Kingdom) / Validity : None Ex nA G Zone 2 (Europa) / Validity : None Ex nA G Zone 2 (International) / Validity : None Ex nA G Zone 2 (United Kingdom) / Validity : None Ex ia G Zone 0 (Europa) / Validity : None Ex ia G Zone 0 (International) / Validity : None Ex ia G Zone 0 (Korea) / Validity : None Ex ia G Zone 0 (North America) / Validity : None Ex ia G Zone 0 (United Kingdom) / Validity : None Ex nA G Zone 2 (Europa) / Validity : None Ex nA G Zone 2 (International) / Validity : None Ex nA G Zone 2 (United Kingdom) / Validity : None Ex ia G Zone 0 (Europa) / Validity : None Ex ia G Zone 0 (International) / Validity : None Ex ia G Zone 0 (Korea) / Validity : None Ex ia G Zone 0 (North America) / Validity : None Ex ia G Zone 0 (United Kingdom) / Validity : None Ex nA G Zone 2 (Europa) / Validity : None Ex nA G Zone 2 (International) / Validity : None Ex nA G Zone 2 (United Kingdom) / Validity : None Ex ia G Zone 0 (Europa) / Validity : None Ex ia G Zone 0 (International) / Validity : None Ex ia G Zone 0 (Korea) / Validity : None Ex ia G Zone 0 (North America) / Validity : None Ex ia G Zone 0 (United Kingdom) / Validity : None Ex nA G Zone 2 (Europa) / Validity : None Ex nA G Zone 2 (International) / Validity : None Ex nA G Zone 2 (United Kingdom) / Validity : None Ex ia G Zone 0 (Europa) / Validity : None Ex ia G Zone 0 (International) / Validity : None Ex ia G Zone 0 (North America) / Validity : None Ex ia G Zone 0 (United Kingdom) / Validity : None Ex nA G Zone 2 (Europa) / Validity : None Ex nA G Zone 2 (International) / Validity : None Ex nA G Zone 2 (United Kingdom) / Validity : None Ex ia G Zone 0 (Europa) / Validity : None Ex ia G Zone 0 (International) / Validity : None Ex ia G Zone 0 (North America) / Validity : None Ex ia G Zone 0 (United Kingdom) / Validity : None Ex nA G Zone 2 (Europa) / Validity : None Ex nA G Zone 2 (International) / Validity : None Ex nA G Zone 2 (United Kingdom) / Validity : None Ex ia G Zone 0 (Europa) / Validity : None Ex ia G Zone 0 (International) / Validity : None Ex ia G Zone 0 (North America) / Validity : None Ex ia G Zone 0 (United Kingdom) / Validity : None Ex nA G Zone 2 (Europa) / Validity : None Ex nA G Zone 2 (International) / Validity : None Ex nA G Zone 2 (United Kingdom) / Validity : None Ex ia G Zone 0 (Europa) / Validity : None Ex ia G Zone 0 (International) / Validity : None Ex ia G Zone 0 (North America) / Validity : None Ex ia G Zone 0 (United Kingdom) / Validity : None Ex nA G Zone 2 (Europa) / Validity : None Ex nA G Zone 2 (International) / Validity : None Ex nA G Zone 2 (United Kingdom) / Validity : None Ex ia G Zone 0 (Europa) / Validity : None Ex ia G Zone 0 (International) / Validity : None Ex ia G Zone 0 (Korea) / Validity : None Ex ia G Zone 0 (North America) / Validity : None Ex ia G Zone 0 (United Kingdom) / Validity : None Ex nA G Zone 2 (Europa) / Validity : None Ex nA G Zone 2 (International) / Validity : None Ex nA G Zone 2 (United Kingdom) / Validity : None Ex ia G Zone 0 (Europa) / Validity : None Ex ia G Zone 0 (International) / Validity : None Ex ia G Zone 0 (Korea) / Validity : None Ex ia G Zone 0 (North America) / Validity : None Ex ia G Zone 0 (United Kingdom) / Validity : None Ex nA G Zone 2 (Europa) / Validity : None Ex nA G Zone 2 (International) / Validity : None Ex nA G Zone 2 (United Kingdom) / Validity : None Ex ia G Zone 0 (Europa) / Validity : None Ex ia G Zone 0 (International) / Validity : None Ex ia G Zone 0 (Korea) / Validity : None Ex ia G Zone 0 (North America) / Validity : None Ex ia G Zone 0 (United Kingdom) / Validity : None Ex nA G Zone 2 (Europa) / Validity : None Ex nA G Zone 2 (International) / Validity : None Ex nA G Zone 2 (United Kingdom) / Validity : None Ex ia G Zone 0 (Europa) / Validity : None Ex ia G Zone 0 (International) / Validity : None Ex ia G Zone 0 (Korea) / Validity : None Ex ia G Zone 0 (North America) / Validity : None Ex ia G Zone 0 (United Kingdom) / Validity : None Ex nA G Zone 2 (Europa) / Validity : None Ex nA G Zone 2 (International) / Validity : None Ex nA G Zone 2 (United Kingdom) / Validity : None Ex ia G Zone 0 (Europa) / Validity : None Ex ia G Zone 0 (International) / Validity : None Ex ia G Zone 0 (Korea) / Validity : None Ex ia G Zone 0 (North America) / Validity : None Ex ia G Zone 0 (United Kingdom) / Validity : None Ex nA G Zone 2 (Europa) / Validity : None Ex nA G Zone 2 (International) / Validity : None Ex nA G Zone 2 (United Kingdom) / Validity : None Ex ia G Zone 0 (Europa) / Validity : None Ex ia G Zone 0 (International) / Validity : None Ex ia G Zone 0 (Korea) / Validity : None Ex ia G Zone 0 (North America) / Validity : None Ex ia G Zone 0 (United Kingdom) / Validity : None Ex ib G Zone 1 (Japan) / Validity : 22.08.2025 Ex nA G Zone 2 (Europa) / Validity : None Ex nA G Zone 2 (International) / Validity : None Ex nA G Zone 2 (United Kingdom) / Validity : None Ex ia G Zone 0 (Europa) / Validity : None Ex ia G Zone 0 (International) / Validity : None Ex ia G Zone 0 (Korea) / Validity : None Ex ia G Zone 0 (North America) / Validity : None Ex ia G Zone 0 (United Kingdom) / Validity : None Ex nA G Zone 2 (Europa) / Validity : None Ex nA G Zone 2 (International) / Validity : None Ex nA G Zone 2 (United Kingdom) / Validity : None Ex ia G Zone 0 (Europa) / Validity : None Ex ia G Zone 0 (International) / Validity : None Ex ia G Zone 0 (Korea) / Validity : None Ex ia G Zone 0 (North America) / Validity : None Ex ia G Zone 0 (United Kingdom) / Validity : None Ex nA G Zone 2 (Europa) / Validity : None Ex nA G Zone 2 (International) / Validity : None Ex nA G Zone 2 (United Kingdom) / Validity : None Ex ia G Zone 0 (Europa) / Validity : None Ex ia G Zone 0 (International) / Validity : None Ex ia G Zone 0 (Korea) / Validity : None Ex ia G Zone 0 (North America) / Validity : None Ex ia G Zone 0 (United Kingdom) / Validity : None Ex ib G Zone 1 (Japan) / Validity : 24.05.2024 Ex nA G Zone 2 (Europa) / Validity : None Ex nA G Zone 2 (International) / Validity : None Ex nA G Zone 2 (United Kingdom) / Validity : None Ex ia G Zone 0 (Europa) / Validity : None Ex ia G Zone 0 (International) / Validity : None Ex ia G Zone 0 (Korea) / Validity : None Ex ia G Zone 0 (North America) / Validity : None Ex ia G Zone 0 (United Kingdom) / Validity : None Ex nA G Zone 2 (Europa) / Validity : None Ex nA G Zone 2 (International) / Validity : None Ex nA G Zone 2 (United Kingdom) / Validity : None Ex ia G Zone 0 (Europa) / Validity : None Ex ia G Zone 0 (International) / Validity : None Ex ia G Zone 0 (Korea) / Validity : None Ex ia G Zone 0 (North America) / Validity : None Ex ia G Zone 0 (United Kingdom) / Validity : None Ex nA G Zone 2 (Europa) / Validity : None Ex nA G Zone 2 (International) / Validity : None Ex nA G Zone 2 (United Kingdom) / Validity : None Ex ia G Zone 0 (Europa) / Validity : None Ex ia G Zone 0 (International) / Validity : None Ex ia G Zone 0 (Korea) / Validity : None Ex ia G Zone 0 (North America) / Validity : None Ex ia G Zone 0 (United Kingdom) / Validity : None Ex nA G Zone 2 (Europa) / Validity : None Ex nA G Zone 2 (International) / Validity : None Ex nA G Zone 2 (United Kingdom) / Validity : None Ex ia G Zone 0 (Europa) / Validity : None Ex ia G Zone 0 (International) / Validity : None Ex ia G Zone 0 (Korea) / Validity : None Ex ia G Zone 0 (North America) / Validity : None Ex ia G Zone 0 (United Kingdom) / Validity : None Ex nA G Zone 2 (Europa) / Validity : None Ex nA G Zone 2 (International) / Validity : None Ex nA G Zone 2 (United Kingdom) / Validity : None Ex ia G Zone 0 (Europa) / Validity : None Ex ia G Zone 0 (International) / Validity : None Ex ia G Zone 0 (Korea) / Validity : None Ex ia G Zone 0 (North America) / Validity : None Ex ia G Zone 0 (United Kingdom) / Validity : None Ex nA G Zone 2 (Europa) / Validity : None Ex nA G Zone 2 (International) / Validity : None Ex nA G Zone 2 (United Kingdom) / Validity : None Ex ia G Zone 0 (Europa) / Validity : None Ex ia G Zone 0 (International) / Validity : None Ex ia G Zone 0 (Korea) / Validity : None Ex ia G Zone 0 (North America) / Validity : None Ex ia G Zone 0 (United Kingdom) / Validity : None Ex nA G Zone 2 (Europa) / Validity : None Ex nA G Zone 2 (International) / Validity : None Ex nA G Zone 2 (United Kingdom) / Validity : None Ex ia G Zone 0 (Europa) / Validity : None Ex ia G Zone 0 (International) / Validity : None Ex ia G Zone 0 (Korea) / Validity : None Ex ia G Zone 0 (North America) / Validity : None Ex ia G Zone 0 (United Kingdom) / Validity : None Ex nA G Zone 2 (Europa) / Validity : None Ex nA G Zone 2 (International) / Validity : None Ex nA G Zone 2 (United Kingdom) / Validity : None Ex ia G Zone 0 (Europa) / Validity : None Ex ia G Zone 0 (International) / Validity : None Ex ia G Zone 0 (Korea) / Validity : None Ex ia G Zone 0 (North America) / Validity : None Ex ia G Zone 0 (United Kingdom) / Validity : None Ex nA G Zone 2 (Europa) / Validity : None Ex nA G Zone 2 (International) / Validity : None Ex nA G Zone 2 (United Kingdom) / Validity : None Ex ia G Zone 0 (Europa) / Validity : None Ex ia G Zone 0 (International) / Validity : None Ex ia G Zone 0 (Korea) / Validity : None Ex ia G Zone 0 (North America) / Validity : None Ex ia G Zone 0 (United Kingdom) / Validity : None Ex nA G Zone 2 (Europa) / Validity : None Ex nA G Zone 2 (International) / Validity : None Ex nA G Zone 2 (United Kingdom) / Validity : None Ex ia G Zone 0 (Europa) / Validity : None Ex ia G Zone 0 (International) / Validity : None Ex ia G Zone 0 (Korea) / Validity : None Ex ia G Zone 0 (North America) / Validity : None Ex ia G Zone 0 (United Kingdom) / Validity : None Ex nA G Zone 2 (Europa) / Validity : None Ex nA G Zone 2 (International) / Validity : None Ex nA G Zone 2 (United Kingdom) / Validity : None Ex ia G Zone 0 (Europa) / Validity : None Ex ia G Zone 0 (International) / Validity : None Ex ia G Zone 0 (Korea) / Validity : None Ex ia G Zone 0 (North America) / Validity : None Ex ia G Zone 0 (United Kingdom) / Validity : None Ex nA G Zone 2 (Europa) / Validity : None Ex nA G Zone 2 (International) / Validity : None Ex nA G Zone 2 (United Kingdom) / Validity : None Ex ia G Zone 0 (Europa) / Validity : None Ex ia G Zone 0 (International) / Validity : None Ex ia G Zone 0 (Korea) / Validity : None Ex ia G Zone 0 (North America) / Validity : None Ex ia G Zone 0 (United Kingdom) / Validity : None Ex nA G Zone 2 (Europa) / Validity : None Ex nA G Zone 2 (International) / Validity : None Ex nA G Zone 2 (United Kingdom) / Validity : None Ex ia G Zone 0 (Europa) / Validity : None Ex ia G Zone 0 (International) / Validity : None Ex ia G Zone 0 (Korea) / Validity : None Ex ia G Zone 0 (North America) / Validity : None Ex ia G Zone 0 (United Kingdom) / Validity : None Ex nA G Zone 2 (Europa) / Validity : None Ex nA G Zone 2 (International) / Validity : None Ex nA G Zone 2 (United Kingdom) / Validity : None Ex ia G Zone 0 (Europa) / Validity : None Ex ia G Zone 0 (International) / Validity : None Ex ia G Zone 0 (Korea) / Validity : None Ex ia G Zone 0 (North America) / Validity : None Ex ia G Zone 0 (United Kingdom) / Validity : None Ex nA G Zone 2 (Europa) / Validity : None Ex nA G Zone 2 (International) / Validity : None Ex nA G Zone 2 (United Kingdom) / Validity : None Ex ia G Zone 0 (Europa) / Validity : None Ex ia G Zone 0 (International) / Validity : None Ex ia G Zone 0 (Korea) / Validity : None Ex ia G Zone 0 (North America) / Validity : None Ex ia G Zone 0 (United Kingdom) / Validity : None Ex nA G Zone 2 (Europa) / Validity : None Ex nA G Zone 2 (International) / Validity : None Ex nA G Zone 2 (United Kingdom) / Validity : None Ex ia G Zone 0 (Europa) / Validity : None Ex ia G Zone 0 (International) / Validity : None Ex ia G Zone 0 (Korea) / Validity : None Ex ia G Zone 0 (North America) / Validity : None Ex ia G Zone 0 (United Kingdom) / Validity : None Ex nA G Zone 2 (Europa) / Validity : None Ex nA G Zone 2 (International) / Validity : None Ex nA G Zone 2 (United Kingdom) / Validity : None Ex ia G Zone 0 (Europa) / Validity : None Ex ia G Zone 0 (International) / Validity : None Ex ia G Zone 0 (Korea) / Validity : None Ex ia G Zone 0 (North America) / Validity : None Ex ia G Zone 0 (United Kingdom) / Validity : None Ex nA G Zone 2 (Europa) / Validity : None Ex nA G Zone 2 (International) / Validity : None Ex nA G Zone 2 (United Kingdom) / Validity : None Ex ia G Zone 0 (Europa) / Validity : None Ex ia G Zone 0 (International) / Validity : None Ex ia G Zone 0 (Korea) / Validity : None Ex ia G Zone 0 (North America) / Validity : None Ex ia G Zone 0 (United Kingdom) / Validity : None Ex nA G Zone 2 (Europa) / Validity : None Ex nA G Zone 2 (International) / Validity : None Ex nA G Zone 2 (United Kingdom) / Validity : None Ex ia G Zone 0 (Europa) / Validity : None Ex ia G Zone 0 (International) / Validity : None Ex ia G Zone 0 (North America) / Validity : None Ex ia G Zone 0 (United Kingdom) / Validity : None Ex nA G Zone 2 (Europa) / Validity : None Ex nA G Zone 2 (International) / Validity : None Ex nA G Zone 2 (United Kingdom) / Validity : None Ex ia G Zone 0 (Europa) / Validity : None Ex ia G Zone 0 (International) / Validity : None Ex ia G Zone 0 (North America) / Validity : None Ex ia G Zone 0 (United Kingdom) / Validity : None Ex nA G Zone 2 (Europa) / Validity : None Ex nA G Zone 2 (International) / Validity : None Ex nA G Zone 2 (United Kingdom) / Validity : None Ex ia G Zone 0 (Europa) / Validity : None Ex ia G Zone 0 (International) / Validity : None Ex ia G Zone 0 (North America) / Validity : None Ex ia G Zone 0 (United Kingdom) / Validity : None Ex nA G Zone 2 (Europa) / Validity : None Ex nA G Zone 2 (International) / Validity : None Ex nA G Zone 2 (United Kingdom) / Validity : None Ex ia G Zone 0 (Europa) / Validity : None Ex ia G Zone 0 (International) / Validity : None Ex ia G Zone 0 (Korea) / Validity : None Ex ia G Zone 0 (North America) / Validity : None Ex ia G Zone 0 (United Kingdom) / Validity : None Ex nA G Zone 2 (Europa) / Validity : None Ex nA G Zone 2 (International) / Validity : None Ex nA G Zone 2 (United Kingdom) / Validity : None Ex ia G Zone 0 (Europa) / Validity : None Ex ia G Zone 0 (International) / Validity : None Ex ia G Zone 0 (North America) / Validity : None Ex ia G Zone 0 (Russia, Belarus, Kyrgyzstan, Armenia, Kazakhstan) / Validity : 18.02.2026 Ex nA G Zone 2 (Europa) / Validity : None Ex nA G Zone 2 (International) / Validity : None Ex nA G Zone 2 (North America) / Validity : None Ex nA G Zone 2 (Russia, Belarus, Kyrgyzstan, Armenia, Kazakhstan) / Validity : 18.02.2026 | No | No | .
143-502-000-03x | 143-502-000-031 | DocManager | CP502-031 Piezoelectric Dynamic Pressure Sensor | CP502-031 | VM-Lemo type 0 connector, 3 m integral MI cable | . | 90pC/bar | -70 | 560 | 2 | 10000 | LEMO type 0 | CPxxx, IPC707, GSI127, EC153, MA104, MA Seal, ABAxxx, JB105, JB116 | . |  |  |  | . | Austria | 90262000 |  |  | . | Dynamic Pressure Sensors | Dynamic pressure sensors (CP) | . | Ex ia G Zone 0 (Europa) / Validity : None Ex ia G Zone 0 (International) / Validity : None Ex ia G Zone 0 (Korea) / Validity : None Ex ia G Zone 0 (North America) / Validity : None Ex ia G Zone 0 (United Kingdom) / Validity : None Ex nA G Zone 2 (Europa) / Validity : None Ex nA G Zone 2 (International) / Validity : None Ex nA G Zone 2 (United Kingdom) / Validity : None Ex ia G Zone 0 (Europa) / Validity : None Ex ia G Zone 0 (International) / Validity : None Ex ia G Zone 0 (Korea) / Validity : None Ex ia G Zone 0 (North America) / Validity : None Ex ia G Zone 0 (United Kingdom) / Validity : None Ex nA G Zone 2 (Europa) / Validity : None Ex nA G Zone 2 (International) / Validity : None Ex nA G Zone 2 (United Kingdom) / Validity : None Ex ia G Zone 0 (Europa) / Validity : None Ex ia G Zone 0 (International) / Validity : None Ex ia G Zone 0 (Korea) / Validity : None Ex ia G Zone 0 (North America) / Validity : None Ex ia G Zone 0 (United Kingdom) / Validity : None Ex nA G Zone 2 (Europa) / Validity : None Ex nA G Zone 2 (International) / Validity : None Ex nA G Zone 2 (United Kingdom) / Validity : None Ex ia G Zone 0 (Europa) / Validity : None Ex ia G Zone 0 (International) / Validity : None Ex ia G Zone 0 (Korea) / Validity : None Ex ia G Zone 0 (North America) / Validity : None Ex ia G Zone 0 (United Kingdom) / Validity : None Ex nA G Zone 2 (Europa) / Validity : None Ex nA G Zone 2 (International) / Validity : None Ex nA G Zone 2 (United Kingdom) / Validity : None Ex ia G Zone 0 (Europa) / Validity : None Ex ia G Zone 0 (International) / Validity : None Ex ia G Zone 0 (Korea) / Validity : None Ex ia G Zone 0 (North America) / Validity : None Ex ia G Zone 0 (United Kingdom) / Validity : None Ex nA G Zone 2 (Europa) / Validity : None Ex nA G Zone 2 (International) / Validity : None Ex nA G Zone 2 (United Kingdom) / Validity : None Ex ia G Zone 0 (Europa) / Validity : None Ex ia G Zone 0 (International) / Validity : None Ex ia G Zone 0 (Korea) / Validity : None Ex ia G Zone 0 (North America) / Validity : None Ex ia G Zone 0 (United Kingdom) / Validity : None Ex nA G Zone 2 (Europa) / Validity : None Ex nA G Zone 2 (International) / Validity : None Ex nA G Zone 2 (United Kingdom) / Validity : None Ex ia G Zone 0 (Europa) / Validity : None Ex ia G Zone 0 (International) / Validity : None Ex ia G Zone 0 (Korea) / Validity : None Ex ia G Zone 0 (North America) / Validity : None Ex ia G Zone 0 (United Kingdom) / Validity : None Ex nA G Zone 2 (Europa) / Validity : None Ex nA G Zone 2 (International) / Validity : None Ex nA G Zone 2 (United Kingdom) / Validity : None Ex ia G Zone 0 (Europa) / Validity : None Ex ia G Zone 0 (International) / Validity : None Ex ia G Zone 0 (Korea) / Validity : None Ex ia G Zone 0 (North America) / Validity : None Ex ia G Zone 0 (United Kingdom) / Validity : None Ex nA G Zone 2 (Europa) / Validity : None Ex nA G Zone 2 (International) / Validity : None Ex nA G Zone 2 (United Kingdom) / Validity : None Ex ia G Zone 0 (Europa) / Validity : None Ex ia G Zone 0 (International) / Validity : None Ex ia G Zone 0 (Korea) / Validity : None Ex ia G Zone 0 (North America) / Validity : None Ex ia G Zone 0 (United Kingdom) / Validity : None Ex nA G Zone 2 (Europa) / Validity : None Ex nA G Zone 2 (International) / Validity : None Ex nA G Zone 2 (United Kingdom) / Validity : None Ex ia G Zone 0 (Europa) / Validity : None Ex ia G Zone 0 (International) / Validity : None Ex ia G Zone 0 (Korea) / Validity : None Ex ia G Zone 0 (North America) / Validity : None Ex ia G Zone 0 (United Kingdom) / Validity : None Ex nA G Zone 2 (Europa) / Validity : None Ex nA G Zone 2 (International) / Validity : None Ex nA G Zone 2 (United Kingdom) / Validity : None Ex ia G Zone 0 (Europa) / Validity : None Ex ia G Zone 0 (International) / Validity : None Ex ia G Zone 0 (Korea) / Validity : None Ex ia G Zone 0 (North America) / Validity : None Ex ia G Zone 0 (United Kingdom) / Validity : None Ex nA G Zone 2 (Europa) / Validity : None Ex nA G Zone 2 (International) / Validity : None Ex nA G Zone 2 (United Kingdom) / Validity : None Ex ia G Zone 0 (Europa) / Validity : None Ex ia G Zone 0 (International) / Validity : None Ex ia G Zone 0 (Korea) / Validity : None Ex ia G Zone 0 (North America) / Validity : None Ex ia G Zone 0 (United Kingdom) / Validity : None Ex nA G Zone 2 (Europa) / Validity : None Ex nA G Zone 2 (International) / Validity : None Ex nA G Zone 2 (United Kingdom) / Validity : None Ex ia G Zone 0 (Europa) / Validity : None Ex ia G Zone 0 (International) / Validity : None Ex ia G Zone 0 (Korea) / Validity : None Ex ia G Zone 0 (North America) / Validity : None Ex ia G Zone 0 (United Kingdom) / Validity : None Ex nA G Zone 2 (Europa) / Validity : None Ex nA G Zone 2 (International) / Validity : None Ex nA G Zone 2 (United Kingdom) / Validity : None Ex ia G Zone 0 (Europa) / Validity : None Ex ia G Zone 0 (International) / Validity : None Ex ia G Zone 0 (Korea) / Validity : None Ex ia G Zone 0 (North America) / Validity : None Ex ia G Zone 0 (United Kingdom) / Validity : None Ex nA G Zone 2 (Europa) / Validity : None Ex nA G Zone 2 (International) / Validity : None Ex nA G Zone 2 (United Kingdom) / Validity : None Ex ia G Zone 0 (Europa) / Validity : None Ex ia G Zone 0 (International) / Validity : None Ex ia G Zone 0 (Korea) / Validity : None Ex ia G Zone 0 (North America) / Validity : None Ex ia G Zone 0 (United Kingdom) / Validity : None Ex nA G Zone 2 (Europa) / Validity : None Ex nA G Zone 2 (International) / Validity : None Ex nA G Zone 2 (United Kingdom) / Validity : None Ex ia G Zone 0 (Europa) / Validity : None Ex ia G Zone 0 (International) / Validity : None Ex ia G Zone 0 (Korea) / Validity : None Ex ia G Zone 0 (North America) / Validity : None Ex ia G Zone 0 (United Kingdom) / Validity : None Ex nA G Zone 2 (Europa) / Validity : None Ex nA G Zone 2 (International) / Validity : None Ex nA G Zone 2 (United Kingdom) / Validity : None Ex ia G Zone 0 (Europa) / Validity : None Ex ia G Zone 0 (International) / Validity : None Ex ia G Zone 0 (Korea) / Validity : None Ex ia G Zone 0 (North America) / Validity : None Ex ia G Zone 0 (United Kingdom) / Validity : None Ex nA G Zone 2 (Europa) / Validity : None Ex nA G Zone 2 (International) / Validity : None Ex nA G Zone 2 (United Kingdom) / Validity : None Ex ia G Zone 0 (Europa) / Validity : None Ex ia G Zone 0 (International) / Validity : None Ex ia G Zone 0 (Korea) / Validity : None Ex ia G Zone 0 (North America) / Validity : None Ex ia G Zone 0 (United Kingdom) / Validity : None Ex nA G Zone 2 (Europa) / Validity : None Ex nA G Zone 2 (International) / Validity : None Ex nA G Zone 2 (United Kingdom) / Validity : None Ex ia G Zone 0 (Europa) / Validity : None Ex ia G Zone 0 (International) / Validity : None Ex ia G Zone 0 (Korea) / Validity : None Ex ia G Zone 0 (North America) / Validity : None Ex ia G Zone 0 (United Kingdom) / Validity : None Ex nA G Zone 2 (Europa) / Validity : None Ex nA G Zone 2 (International) / Validity : None Ex nA G Zone 2 (United Kingdom) / Validity : None Ex ia G Zone 0 (Europa) / Validity : None Ex ia G Zone 0 (International) / Validity : None Ex ia G Zone 0 (Korea) / Validity : None Ex ia G Zone 0 (North America) / Validity : None Ex ia G Zone 0 (United Kingdom) / Validity : None Ex nA G Zone 2 (Europa) / Validity : None Ex nA G Zone 2 (International) / Validity : None Ex nA G Zone 2 (United Kingdom) / Validity : None Ex ia G Zone 0 (Europa) / Validity : None Ex ia G Zone 0 (International) / Validity : None Ex ia G Zone 0 (Korea) / Validity : None Ex ia G Zone 0 (North America) / Validity : None Ex ia G Zone 0 (United Kingdom) / Validity : None Ex nA G Zone 2 (Europa) / Validity : None Ex nA G Zone 2 (International) / Validity : None Ex nA G Zone 2 (United Kingdom) / Validity : None Ex ia G Zone 0 (Europa) / Validity : None Ex ia G Zone 0 (International) / Validity : None Ex ia G Zone 0 (Korea) / Validity : None Ex ia G Zone 0 (North America) / Validity : None Ex ia G Zone 0 (United Kingdom) / Validity : None Ex nA G Zone 2 (Europa) / Validity : None Ex nA G Zone 2 (International) / Validity : None Ex nA G Zone 2 (United Kingdom) / Validity : None Ex ia G Zone 0 (Europa) / Validity : None Ex ia G Zone 0 (International) / Validity : None Ex ia G Zone 0 (Korea) / Validity : None Ex ia G Zone 0 (North America) / Validity : None Ex ia G Zone 0 (United Kingdom) / Validity : None Ex nA G Zone 2 (Europa) / Validity : None Ex nA G Zone 2 (International) / Validity : None Ex nA G Zone 2 (United Kingdom) / Validity : None Ex ia G Zone 0 (Europa) / Validity : None Ex ia G Zone 0 (International) / Validity : None Ex ia G Zone 0 (Korea) / Validity : None Ex ia G Zone 0 (North America) / Validity : None Ex ia G Zone 0 (United Kingdom) / Validity : None Ex nA G Zone 2 (Europa) / Validity : None Ex nA G Zone 2 (International) / Validity : None Ex nA G Zone 2 (United Kingdom) / Validity : None Ex ia G Zone 0 (Europa) / Validity : None Ex ia G Zone 0 (International) / Validity : None Ex ia G Zone 0 (Korea) / Validity : None Ex ia G Zone 0 (North America) / Validity : None Ex ia G Zone 0 (United Kingdom) / Validity : None Ex nA G Zone 2 (Europa) / Validity : None Ex nA G Zone 2 (International) / Validity : None Ex nA G Zone 2 (United Kingdom) / Validity : None Ex ia G Zone 0 (Europa) / Validity : None Ex ia G Zone 0 (International) / Validity : None Ex ia G Zone 0 (North America) / Validity : None Ex ia G Zone 0 (United Kingdom) / Validity : None Ex nA G Zone 2 (Europa) / Validity : None Ex nA G Zone 2 (International) / Validity : None Ex nA G Zone 2 (United Kingdom) / Validity : None Ex ia G Zone 0 (Europa) / Validity : None Ex ia G Zone 0 (International) / Validity : None Ex ia G Zone 0 (North America) / Validity : None Ex ia G Zone 0 (United Kingdom) / Validity : None Ex nA G Zone 2 (Europa) / Validity : None Ex nA G Zone 2 (International) / Validity : None Ex nA G Zone 2 (United Kingdom) / Validity : None Ex ia G Zone 0 (Europa) / Validity : None Ex ia G Zone 0 (International) / Validity : None Ex ia G Zone 0 (North America) / Validity : None Ex ia G Zone 0 (United Kingdom) / Validity : None Ex nA G Zone 2 (Europa) / Validity : None Ex nA G Zone 2 (International) / Validity : None Ex nA G Zone 2 (United Kingdom) / Validity : None Ex ia G Zone 0 (Europa) / Validity : None Ex ia G Zone 0 (International) / Validity : None Ex ia G Zone 0 (North America) / Validity : None Ex ia G Zone 0 (United Kingdom) / Validity : None Ex nA G Zone 2 (Europa) / Validity : None Ex nA G Zone 2 (International) / Validity : None Ex nA G Zone 2 (United Kingdom) / Validity : None Ex ia G Zone 0 (Europa) / Validity : None Ex ia G Zone 0 (International) / Validity : None Ex ia G Zone 0 (Korea) / Validity : None Ex ia G Zone 0 (North America) / Validity : None Ex ia G Zone 0 (United Kingdom) / Validity : None Ex nA G Zone 2 (Europa) / Validity : None Ex nA G Zone 2 (International) / Validity : None Ex nA G Zone 2 (United Kingdom) / Validity : None Ex ia G Zone 0 (Europa) / Validity : None Ex ia G Zone 0 (International) / Validity : None Ex ia G Zone 0 (Korea) / Validity : None Ex ia G Zone 0 (North America) / Validity : None Ex ia G Zone 0 (United Kingdom) / Validity : None Ex nA G Zone 2 (Europa) / Validity : None Ex nA G Zone 2 (International) / Validity : None Ex nA G Zone 2 (United Kingdom) / Validity : None Ex ia G Zone 0 (Europa) / Validity : None Ex ia G Zone 0 (International) / Validity : None Ex ia G Zone 0 (Korea) / Validity : None Ex ia G Zone 0 (North America) / Validity : None Ex ia G Zone 0 (United Kingdom) / Validity : None Ex nA G Zone 2 (Europa) / Validity : None Ex nA G Zone 2 (International) / Validity : None Ex nA G Zone 2 (United Kingdom) / Validity : None Ex ia G Zone 0 (Europa) / Validity : None Ex ia G Zone 0 (International) / Validity : None Ex ia G Zone 0 (Korea) / Validity : None Ex ia G Zone 0 (North America) / Validity : None Ex ia G Zone 0 (United Kingdom) / Validity : None Ex nA G Zone 2 (Europa) / Validity : None Ex nA G Zone 2 (International) / Validity : None Ex nA G Zone 2 (United Kingdom) / Validity : None Ex ia G Zone 0 (Europa) / Validity : None Ex ia G Zone 0 (International) / Validity : None Ex ia G Zone 0 (Korea) / Validity : None Ex ia G Zone 0 (North America) / Validity : None Ex ia G Zone 0 (United Kingdom) / Validity : None Ex nA G Zone 2 (Europa) / Validity : None Ex nA G Zone 2 (International) / Validity : None Ex nA G Zone 2 (United Kingdom) / Validity : None Ex ia G Zone 0 (Europa) / Validity : None Ex ia G Zone 0 (International) / Validity : None Ex ia G Zone 0 (Korea) / Validity : None Ex ia G Zone 0 (North America) / Validity : None Ex ia G Zone 0 (United Kingdom) / Validity : None Ex ib G Zone 1 (Japan) / Validity : 22.08.2025 Ex nA G Zone 2 (Europa) / Validity : None Ex nA G Zone 2 (International) / Validity : None Ex nA G Zone 2 (United Kingdom) / Validity : None Ex ia G Zone 0 (Europa) / Validity : None Ex ia G Zone 0 (International) / Validity : None Ex ia G Zone 0 (Korea) / Validity : None Ex ia G Zone 0 (North America) / Validity : None Ex ia G Zone 0 (United Kingdom) / Validity : None Ex nA G Zone 2 (Europa) / Validity : None Ex nA G Zone 2 (International) / Validity : None Ex nA G Zone 2 (United Kingdom) / Validity : None Ex ia G Zone 0 (Europa) / Validity : None Ex ia G Zone 0 (International) / Validity : None Ex ia G Zone 0 (Korea) / Validity : None Ex ia G Zone 0 (North America) / Validity : None Ex ia G Zone 0 (United Kingdom) / Validity : None Ex nA G Zone 2 (Europa) / Validity : None Ex nA G Zone 2 (International) / Validity : None Ex nA G Zone 2 (United Kingdom) / Validity : None Ex ia G Zone 0 (Europa) / Validity : None Ex ia G Zone 0 (International) / Validity : None Ex ia G Zone 0 (Korea) / Validity : None Ex ia G Zone 0 (North America) / Validity : None Ex ia G Zone 0 (United Kingdom) / Validity : None Ex ib G Zone 1 (Japan) / Validity : 24.05.2024 Ex nA G Zone 2 (Europa) / Validity : None Ex nA G Zone 2 (International) / Validity : None Ex nA G Zone 2 (United Kingdom) / Validity : None Ex ia G Zone 0 (Europa) / Validity : None Ex ia G Zone 0 (International) / Validity : None Ex ia G Zone 0 (Korea) / Validity : None Ex ia G Zone 0 (North America) / Validity : None Ex ia G Zone 0 (United Kingdom) / Validity : None Ex nA G Zone 2 (Europa) / Validity : None Ex nA G Zone 2 (International) / Validity : None Ex nA G Zone 2 (United Kingdom) / Validity : None Ex ia G Zone 0 (Europa) / Validity : None Ex ia G Zone 0 (International) / Validity : None Ex ia G Zone 0 (Korea) / Validity : None Ex ia G Zone 0 (North America) / Validity : None Ex ia G Zone 0 (United Kingdom) / Validity : None Ex nA G Zone 2 (Europa) / Validity : None Ex nA G Zone 2 (International) / Validity : None Ex nA G Zone 2 (United Kingdom) / Validity : None Ex ia G Zone 0 (Europa) / Validity : None Ex ia G Zone 0 (International) / Validity : None Ex ia G Zone 0 (Korea) / Validity : None Ex ia G Zone 0 (North America) / Validity : None Ex ia G Zone 0 (United Kingdom) / Validity : None Ex nA G Zone 2 (Europa) / Validity : None Ex nA G Zone 2 (International) / Validity : None Ex nA G Zone 2 (United Kingdom) / Validity : None Ex ia G Zone 0 (Europa) / Validity : None Ex ia G Zone 0 (International) / Validity : None Ex ia G Zone 0 (Korea) / Validity : None Ex ia G Zone 0 (North America) / Validity : None Ex ia G Zone 0 (United Kingdom) / Validity : None Ex nA G Zone 2 (Europa) / Validity : None Ex nA G Zone 2 (International) / Validity : None Ex nA G Zone 2 (United Kingdom) / Validity : None Ex ia G Zone 0 (Europa) / Validity : None Ex ia G Zone 0 (International) / Validity : None Ex ia G Zone 0 (Korea) / Validity : None Ex ia G Zone 0 (North America) / Validity : None Ex ia G Zone 0 (United Kingdom) / Validity : None Ex nA G Zone 2 (Europa) / Validity : None Ex nA G Zone 2 (International) / Validity : None Ex nA G Zone 2 (United Kingdom) / Validity : None Ex ia G Zone 0 (Europa) / Validity : None Ex ia G Zone 0 (International) / Validity : None Ex ia G Zone 0 (Korea) / Validity : None Ex ia G Zone 0 (North America) / Validity : None Ex ia G Zone 0 (United Kingdom) / Validity : None Ex nA G Zone 2 (Europa) / Validity : None Ex nA G Zone 2 (International) / Validity : None Ex nA G Zone 2 (United Kingdom) / Validity : None Ex ia G Zone 0 (Europa) / Validity : None Ex ia G Zone 0 (International) / Validity : None Ex ia G Zone 0 (Korea) / Validity : None Ex ia G Zone 0 (North America) / Validity : None Ex ia G Zone 0 (United Kingdom) / Validity : None Ex nA G Zone 2 (Europa) / Validity : None Ex nA G Zone 2 (International) / Validity : None Ex nA G Zone 2 (United Kingdom) / Validity : None Ex ia G Zone 0 (Europa) / Validity : None Ex ia G Zone 0 (International) / Validity : None Ex ia G Zone 0 (Korea) / Validity : None Ex ia G Zone 0 (North America) / Validity : None Ex ia G Zone 0 (United Kingdom) / Validity : None Ex nA G Zone 2 (Europa) / Validity : None Ex nA G Zone 2 (International) / Validity : None Ex nA G Zone 2 (United Kingdom) / Validity : None Ex ia G Zone 0 (Europa) / Validity : None Ex ia G Zone 0 (International) / Validity : None Ex ia G Zone 0 (Korea) / Validity : None Ex ia G Zone 0 (North America) / Validity : None Ex ia G Zone 0 (United Kingdom) / Validity : None Ex nA G Zone 2 (Europa) / Validity : None Ex nA G Zone 2 (International) / Validity : None Ex nA G Zone 2 (United Kingdom) / Validity : None Ex ia G Zone 0 (Europa) / Validity : None Ex ia G Zone 0 (International) / Validity : None Ex ia G Zone 0 (Korea) / Validity : None Ex ia G Zone 0 (North America) / Validity : None Ex ia G Zone 0 (United Kingdom) / Validity : None Ex nA G Zone 2 (Europa) / Validity : None Ex nA G Zone 2 (International) / Validity : None Ex nA G Zone 2 (United Kingdom) / Validity : None Ex ia G Zone 0 (Europa) / Validity : None Ex ia G Zone 0 (International) / Validity : None Ex ia G Zone 0 (Korea) / Validity : None Ex ia G Zone 0 (North America) / Validity : None Ex ia G Zone 0 (United Kingdom) / Validity : None Ex nA G Zone 2 (Europa) / Validity : None Ex nA G Zone 2 (International) / Validity : None Ex nA G Zone 2 (United Kingdom) / Validity : None Ex ia G Zone 0 (Europa) / Validity : None Ex ia G Zone 0 (International) / Validity : None Ex ia G Zone 0 (Korea) / Validity : None Ex ia G Zone 0 (North America) / Validity : None Ex ia G Zone 0 (United Kingdom) / Validity : None Ex nA G Zone 2 (Europa) / Validity : None Ex nA G Zone 2 (International) / Validity : None Ex nA G Zone 2 (United Kingdom) / Validity : None Ex ia G Zone 0 (Europa) / Validity : None Ex ia G Zone 0 (International) / Validity : None Ex ia G Zone 0 (Korea) / Validity : None Ex ia G Zone 0 (North America) / Validity : None Ex ia G Zone 0 (United Kingdom) / Validity : None Ex nA G Zone 2 (Europa) / Validity : None Ex nA G Zone 2 (International) / Validity : None Ex nA G Zone 2 (United Kingdom) / Validity : None Ex ia G Zone 0 (Europa) / Validity : None Ex ia G Zone 0 (International) / Validity : None Ex ia G Zone 0 (Korea) / Validity : None Ex ia G Zone 0 (North America) / Validity : None Ex ia G Zone 0 (United Kingdom) / Validity : None Ex nA G Zone 2 (Europa) / Validity : None Ex nA G Zone 2 (International) / Validity : None Ex nA G Zone 2 (United Kingdom) / Validity : None Ex ia G Zone 0 (Europa) / Validity : None Ex ia G Zone 0 (International) / Validity : None Ex ia G Zone 0 (Korea) / Validity : None Ex ia G Zone 0 (North America) / Validity : None Ex ia G Zone 0 (United Kingdom) / Validity : None Ex nA G Zone 2 (Europa) / Validity : None Ex nA G Zone 2 (International) / Validity : None Ex nA G Zone 2 (United Kingdom) / Validity : None Ex ia G Zone 0 (Europa) / Validity : None Ex ia G Zone 0 (International) / Validity : None Ex ia G Zone 0 (Korea) / Validity : None Ex ia G Zone 0 (North America) / Validity : None Ex ia G Zone 0 (United Kingdom) / Validity : None Ex nA G Zone 2 (Europa) / Validity : None Ex nA G Zone 2 (International) / Validity : None Ex nA G Zone 2 (United Kingdom) / Validity : None Ex ia G Zone 0 (Europa) / Validity : None Ex ia G Zone 0 (International) / Validity : None Ex ia G Zone 0 (Korea) / Validity : None Ex ia G Zone 0 (North America) / Validity : None Ex ia G Zone 0 (United Kingdom) / Validity : None Ex nA G Zone 2 (Europa) / Validity : None Ex nA G Zone 2 (International) / Validity : None Ex nA G Zone 2 (United Kingdom) / Validity : None Ex ia G Zone 0 (Europa) / Validity : None Ex ia G Zone 0 (International) / Validity : None Ex ia G Zone 0 (Korea) / Validity : None Ex ia G Zone 0 (North America) / Validity : None Ex ia G Zone 0 (United Kingdom) / Validity : None Ex nA G Zone 2 (Europa) / Validity : None Ex nA G Zone 2 (International) / Validity : None Ex nA G Zone 2 (United Kingdom) / Validity : None Ex ia G Zone 0 (Europa) / Validity : None Ex ia G Zone 0 (International) / Validity : None Ex ia G Zone 0 (North America) / Validity : None Ex ia G Zone 0 (United Kingdom) / Validity : None Ex nA G Zone 2 (Europa) / Validity : None Ex nA G Zone 2 (International) / Validity : None Ex nA G Zone 2 (United Kingdom) / Validity : None Ex ia G Zone 0 (Europa) / Validity : None Ex ia G Zone 0 (International) / Validity : None Ex ia G Zone 0 (North America) / Validity : None Ex ia G Zone 0 (United Kingdom) / Validity : None Ex nA G Zone 2 (Europa) / Validity : None Ex nA G Zone 2 (International) / Validity : None Ex nA G Zone 2 (United Kingdom) / Validity : None Ex ia G Zone 0 (Europa) / Validity : None Ex ia G Zone 0 (International) / Validity : None Ex ia G Zone 0 (North America) / Validity : None Ex ia G Zone 0 (United Kingdom) / Validity : None Ex nA G Zone 2 (Europa) / Validity : None Ex nA G Zone 2 (International) / Validity : None Ex nA G Zone 2 (United Kingdom) / Validity : None Ex ia G Zone 0 (Europa) / Validity : None Ex ia G Zone 0 (International) / Validity : None Ex ia G Zone 0 (Korea) / Validity : None Ex ia G Zone 0 (North America) / Validity : None Ex ia G Zone 0 (United Kingdom) / Validity : None Ex nA G Zone 2 (Europa) / Validity : None Ex nA G Zone 2 (International) / Validity : None Ex nA G Zone 2 (United Kingdom) / Validity : None Ex ia G Zone 0 (Europa) / Validity : None Ex ia G Zone 0 (International) / Validity : None Ex ia G Zone 0 (North America) / Validity : None Ex ia G Zone 0 (Russia, Belarus, Kyrgyzstan, Armenia, Kazakhstan) / Validity : 18.02.2026 Ex nA G Zone 2 (Europa) / Validity : None Ex nA G Zone 2 (International) / Validity : None Ex nA G Zone 2 (North America) / Validity : None Ex nA G Zone 2 (Russia, Belarus, Kyrgyzstan, Armenia, Kazakhstan) / Validity : 18.02.2026 | No | No | .
143-502-000-04x | 143-502-000-041 | DocManager | CP502-041 Piezoelectric Dynamic Pressure Sensor | CP502-041 | VM-Lemo type 0 connector, 5 m integral MI cable | . | 90pC/bar | -70 | 560 | 2 | 10000 | LEMO type 0 | CPxxx, IPC707, GSI127, EC153, MA104, MA Seal, ABAxxx, JB105, JB116 | . |  |  |  | . | Switzerland | 90262000 | 0.29 |  | . | Dynamic Pressure Sensors | Dynamic pressure sensors (CP) | . | Ex ia G Zone 0 (Europa) / Validity : None Ex ia G Zone 0 (International) / Validity : None Ex ia G Zone 0 (Korea) / Validity : None Ex ia G Zone 0 (North America) / Validity : None Ex ia G Zone 0 (United Kingdom) / Validity : None Ex nA G Zone 2 (Europa) / Validity : None Ex nA G Zone 2 (International) / Validity : None Ex nA G Zone 2 (United Kingdom) / Validity : None Ex ia G Zone 0 (Europa) / Validity : None Ex ia G Zone 0 (International) / Validity : None Ex ia G Zone 0 (Korea) / Validity : None Ex ia G Zone 0 (North America) / Validity : None Ex ia G Zone 0 (United Kingdom) / Validity : None Ex nA G Zone 2 (Europa) / Validity : None Ex nA G Zone 2 (International) / Validity : None Ex nA G Zone 2 (United Kingdom) / Validity : None Ex ia G Zone 0 (Europa) / Validity : None Ex ia G Zone 0 (International) / Validity : None Ex ia G Zone 0 (Korea) / Validity : None Ex ia G Zone 0 (North America) / Validity : None Ex ia G Zone 0 (United Kingdom) / Validity : None Ex nA G Zone 2 (Europa) / Validity : None Ex nA G Zone 2 (International) / Validity : None Ex nA G Zone 2 (United Kingdom) / Validity : None Ex ia G Zone 0 (Europa) / Validity : None Ex ia G Zone 0 (International) / Validity : None Ex ia G Zone 0 (Korea) / Validity : None Ex ia G Zone 0 (North America) / Validity : None Ex ia G Zone 0 (United Kingdom) / Validity : None Ex nA G Zone 2 (Europa) / Validity : None Ex nA G Zone 2 (International) / Validity : None Ex nA G Zone 2 (United Kingdom) / Validity : None Ex ia G Zone 0 (Europa) / Validity : None Ex ia G Zone 0 (International) / Validity : None Ex ia G Zone 0 (Korea) / Validity : None Ex ia G Zone 0 (North America) / Validity : None Ex ia G Zone 0 (United Kingdom) / Validity : None Ex nA G Zone 2 (Europa) / Validity : None Ex nA G Zone 2 (International) / Validity : None Ex nA G Zone 2 (United Kingdom) / Validity : None Ex ia G Zone 0 (Europa) / Validity : None Ex ia G Zone 0 (International) / Validity : None Ex ia G Zone 0 (Korea) / Validity : None Ex ia G Zone 0 (North America) / Validity : None Ex ia G Zone 0 (United Kingdom) / Validity : None Ex nA G Zone 2 (Europa) / Validity : None Ex nA G Zone 2 (International) / Validity : None Ex nA G Zone 2 (United Kingdom) / Validity : None Ex ia G Zone 0 (Europa) / Validity : None Ex ia G Zone 0 (International) / Validity : None Ex ia G Zone 0 (Korea) / Validity : None Ex ia G Zone 0 (North America) / Validity : None Ex ia G Zone 0 (United Kingdom) / Validity : None Ex nA G Zone 2 (Europa) / Validity : None Ex nA G Zone 2 (International) / Validity : None Ex nA G Zone 2 (United Kingdom) / Validity : None Ex ia G Zone 0 (Europa) / Validity : None Ex ia G Zone 0 (International) / Validity : None Ex ia G Zone 0 (Korea) / Validity : None Ex ia G Zone 0 (North America) / Validity : None Ex ia G Zone 0 (United Kingdom) / Validity : None Ex nA G Zone 2 (Europa) / Validity : None Ex nA G Zone 2 (International) / Validity : None Ex nA G Zone 2 (United Kingdom) / Validity : None Ex ia G Zone 0 (Europa) / Validity : None Ex ia G Zone 0 (International) / Validity : None Ex ia G Zone 0 (Korea) / Validity : None Ex ia G Zone 0 (North America) / Validity : None Ex ia G Zone 0 (United Kingdom) / Validity : None Ex nA G Zone 2 (Europa) / Validity : None Ex nA G Zone 2 (International) / Validity : None Ex nA G Zone 2 (United Kingdom) / Validity : None Ex ia G Zone 0 (Europa) / Validity : None Ex ia G Zone 0 (International) / Validity : None Ex ia G Zone 0 (Korea) / Validity : None Ex ia G Zone 0 (North America) / Validity : None Ex ia G Zone 0 (United Kingdom) / Validity : None Ex nA G Zone 2 (Europa) / Validity : None Ex nA G Zone 2 (International) / Validity : None Ex nA G Zone 2 (United Kingdom) / Validity : None Ex ia G Zone 0 (Europa) / Validity : None Ex ia G Zone 0 (International) / Validity : None Ex ia G Zone 0 (Korea) / Validity : None Ex ia G Zone 0 (North America) / Validity : None Ex ia G Zone 0 (United Kingdom) / Validity : None Ex nA G Zone 2 (Europa) / Validity : None Ex nA G Zone 2 (International) / Validity : None Ex nA G Zone 2 (United Kingdom) / Validity : None Ex ia G Zone 0 (Europa) / Validity : None Ex ia G Zone 0 (International) / Validity : None Ex ia G Zone 0 (Korea) / Validity : None Ex ia G Zone 0 (North America) / Validity : None Ex ia G Zone 0 (United Kingdom) / Validity : None Ex nA G Zone 2 (Europa) / Validity : None Ex nA G Zone 2 (International) / Validity : None Ex nA G Zone 2 (United Kingdom) / Validity : None Ex ia G Zone 0 (Europa) / Validity : None Ex ia G Zone 0 (International) / Validity : None Ex ia G Zone 0 (Korea) / Validity : None Ex ia G Zone 0 (North America) / Validity : None Ex ia G Zone 0 (United Kingdom) / Validity : None Ex nA G Zone 2 (Europa) / Validity : None Ex nA G Zone 2 (International) / Validity : None Ex nA G Zone 2 (United Kingdom) / Validity : None Ex ia G Zone 0 (Europa) / Validity : None Ex ia G Zone 0 (International) / Validity : None Ex ia G Zone 0 (Korea) / Validity : None Ex ia G Zone 0 (North America) / Validity : None Ex ia G Zone 0 (United Kingdom) / Validity : None Ex nA G Zone 2 (Europa) / Validity : None Ex nA G Zone 2 (International) / Validity : None Ex nA G Zone 2 (United Kingdom) / Validity : None Ex ia G Zone 0 (Europa) / Validity : None Ex ia G Zone 0 (International) / Validity : None Ex ia G Zone 0 (Korea) / Validity : None Ex ia G Zone 0 (North America) / Validity : None Ex ia G Zone 0 (United Kingdom) / Validity : None Ex nA G Zone 2 (Europa) / Validity : None Ex nA G Zone 2 (International) / Validity : None Ex nA G Zone 2 (United Kingdom) / Validity : None Ex ia G Zone 0 (Europa) / Validity : None Ex ia G Zone 0 (International) / Validity : None Ex ia G Zone 0 (Korea) / Validity : None Ex ia G Zone 0 (North America) / Validity : None Ex ia G Zone 0 (United Kingdom) / Validity : None Ex nA G Zone 2 (Europa) / Validity : None Ex nA G Zone 2 (International) / Validity : None Ex nA G Zone 2 (United Kingdom) / Validity : None Ex ia G Zone 0 (Europa) / Validity : None Ex ia G Zone 0 (International) / Validity : None Ex ia G Zone 0 (Korea) / Validity : None Ex ia G Zone 0 (North America) / Validity : None Ex ia G Zone 0 (United Kingdom) / Validity : None Ex nA G Zone 2 (Europa) / Validity : None Ex nA G Zone 2 (International) / Validity : None Ex nA G Zone 2 (United Kingdom) / Validity : None Ex ia G Zone 0 (Europa) / Validity : None Ex ia G Zone 0 (International) / Validity : None Ex ia G Zone 0 (Korea) / Validity : None Ex ia G Zone 0 (North America) / Validity : None Ex ia G Zone 0 (United Kingdom) / Validity : None Ex nA G Zone 2 (Europa) / Validity : None Ex nA G Zone 2 (International) / Validity : None Ex nA G Zone 2 (United Kingdom) / Validity : None Ex ia G Zone 0 (Europa) / Validity : None Ex ia G Zone 0 (International) / Validity : None Ex ia G Zone 0 (Korea) / Validity : None Ex ia G Zone 0 (North America) / Validity : None Ex ia G Zone 0 (United Kingdom) / Validity : None Ex nA G Zone 2 (Europa) / Validity : None Ex nA G Zone 2 (International) / Validity : None Ex nA G Zone 2 (United Kingdom) / Validity : None Ex ia G Zone 0 (Europa) / Validity : None Ex ia G Zone 0 (International) / Validity : None Ex ia G Zone 0 (Korea) / Validity : None Ex ia G Zone 0 (North America) / Validity : None Ex ia G Zone 0 (United Kingdom) / Validity : None Ex nA G Zone 2 (Europa) / Validity : None Ex nA G Zone 2 (International) / Validity : None Ex nA G Zone 2 (United Kingdom) / Validity : None Ex ia G Zone 0 (Europa) / Validity : None Ex ia G Zone 0 (International) / Validity : None Ex ia G Zone 0 (Korea) / Validity : None Ex ia G Zone 0 (North America) / Validity : None Ex ia G Zone 0 (United Kingdom) / Validity : None Ex nA G Zone 2 (Europa) / Validity : None Ex nA G Zone 2 (International) / Validity : None Ex nA G Zone 2 (United Kingdom) / Validity : None Ex ia G Zone 0 (Europa) / Validity : None Ex ia G Zone 0 (International) / Validity : None Ex ia G Zone 0 (Korea) / Validity : None Ex ia G Zone 0 (North America) / Validity : None Ex ia G Zone 0 (United Kingdom) / Validity : None Ex nA G Zone 2 (Europa) / Validity : None Ex nA G Zone 2 (International) / Validity : None Ex nA G Zone 2 (United Kingdom) / Validity : None Ex ia G Zone 0 (Europa) / Validity : None Ex ia G Zone 0 (International) / Validity : None Ex ia G Zone 0 (Korea) / Validity : None Ex ia G Zone 0 (North America) / Validity : None Ex ia G Zone 0 (United Kingdom) / Validity : None Ex nA G Zone 2 (Europa) / Validity : None Ex nA G Zone 2 (International) / Validity : None Ex nA G Zone 2 (United Kingdom) / Validity : None Ex ia G Zone 0 (Europa) / Validity : None Ex ia G Zone 0 (International) / Validity : None Ex ia G Zone 0 (Korea) / Validity : None Ex ia G Zone 0 (North America) / Validity : None Ex ia G Zone 0 (United Kingdom) / Validity : None Ex nA G Zone 2 (Europa) / Validity : None Ex nA G Zone 2 (International) / Validity : None Ex nA G Zone 2 (United Kingdom) / Validity : None Ex ia G Zone 0 (Europa) / Validity : None Ex ia G Zone 0 (International) / Validity : None Ex ia G Zone 0 (Korea) / Validity : None Ex ia G Zone 0 (North America) / Validity : None Ex ia G Zone 0 (United Kingdom) / Validity : None Ex nA G Zone 2 (Europa) / Validity : None Ex nA G Zone 2 (International) / Validity : None Ex nA G Zone 2 (United Kingdom) / Validity : None Ex ia G Zone 0 (Europa) / Validity : None Ex ia G Zone 0 (International) / Validity : None Ex ia G Zone 0 (North America) / Validity : None Ex ia G Zone 0 (United Kingdom) / Validity : None Ex nA G Zone 2 (Europa) / Validity : None Ex nA G Zone 2 (International) / Validity : None Ex nA G Zone 2 (United Kingdom) / Validity : None Ex ia G Zone 0 (Europa) / Validity : None Ex ia G Zone 0 (International) / Validity : None Ex ia G Zone 0 (North America) / Validity : None Ex ia G Zone 0 (United Kingdom) / Validity : None Ex nA G Zone 2 (Europa) / Validity : None Ex nA G Zone 2 (International) / Validity : None Ex nA G Zone 2 (United Kingdom) / Validity : None Ex ia G Zone 0 (Europa) / Validity : None Ex ia G Zone 0 (International) / Validity : None Ex ia G Zone 0 (North America) / Validity : None Ex ia G Zone 0 (United Kingdom) / Validity : None Ex nA G Zone 2 (Europa) / Validity : None Ex nA G Zone 2 (International) / Validity : None Ex nA G Zone 2 (United Kingdom) / Validity : None Ex ia G Zone 0 (Europa) / Validity : None Ex ia G Zone 0 (International) / Validity : None Ex ia G Zone 0 (North America) / Validity : None Ex ia G Zone 0 (United Kingdom) / Validity : None Ex nA G Zone 2 (Europa) / Validity : None Ex nA G Zone 2 (International) / Validity : None Ex nA G Zone 2 (United Kingdom) / Validity : None Ex ia G Zone 0 (Europa) / Validity : None Ex ia G Zone 0 (International) / Validity : None Ex ia G Zone 0 (Korea) / Validity : None Ex ia G Zone 0 (North America) / Validity : None Ex ia G Zone 0 (United Kingdom) / Validity : None Ex nA G Zone 2 (Europa) / Validity : None Ex nA G Zone 2 (International) / Validity : None Ex nA G Zone 2 (United Kingdom) / Validity : None Ex ia G Zone 0 (Europa) / Validity : None Ex ia G Zone 0 (International) / Validity : None Ex ia G Zone 0 (Korea) / Validity : None Ex ia G Zone 0 (North America) / Validity : None Ex ia G Zone 0 (United Kingdom) / Validity : None Ex nA G Zone 2 (Europa) / Validity : None Ex nA G Zone 2 (International) / Validity : None Ex nA G Zone 2 (United Kingdom) / Validity : None Ex ia G Zone 0 (Europa) / Validity : None Ex ia G Zone 0 (International) / Validity : None Ex ia G Zone 0 (Korea) / Validity : None Ex ia G Zone 0 (North America) / Validity : None Ex ia G Zone 0 (United Kingdom) / Validity : None Ex nA G Zone 2 (Europa) / Validity : None Ex nA G Zone 2 (International) / Validity : None Ex nA G Zone 2 (United Kingdom) / Validity : None Ex ia G Zone 0 (Europa) / Validity : None Ex ia G Zone 0 (International) / Validity : None Ex ia G Zone 0 (Korea) / Validity : None Ex ia G Zone 0 (North America) / Validity : None Ex ia G Zone 0 (United Kingdom) / Validity : None Ex nA G Zone 2 (Europa) / Validity : None Ex nA G Zone 2 (International) / Validity : None Ex nA G Zone 2 (United Kingdom) / Validity : None Ex ia G Zone 0 (Europa) / Validity : None Ex ia G Zone 0 (International) / Validity : None Ex ia G Zone 0 (Korea) / Validity : None Ex ia G Zone 0 (North America) / Validity : None Ex ia G Zone 0 (United Kingdom) / Validity : None Ex nA G Zone 2 (Europa) / Validity : None Ex nA G Zone 2 (International) / Validity : None Ex nA G Zone 2 (United Kingdom) / Validity : None Ex ia G Zone 0 (Europa) / Validity : None Ex ia G Zone 0 (International) / Validity : None Ex ia G Zone 0 (Korea) / Validity : None Ex ia G Zone 0 (North America) / Validity : None Ex ia G Zone 0 (United Kingdom) / Validity : None Ex ib G Zone 1 (Japan) / Validity : 22.08.2025 Ex nA G Zone 2 (Europa) / Validity : None Ex nA G Zone 2 (International) / Validity : None Ex nA G Zone 2 (United Kingdom) / Validity : None Ex ia G Zone 0 (Europa) / Validity : None Ex ia G Zone 0 (International) / Validity : None Ex ia G Zone 0 (Korea) / Validity : None Ex ia G Zone 0 (North America) / Validity : None Ex ia G Zone 0 (United Kingdom) / Validity : None Ex nA G Zone 2 (Europa) / Validity : None Ex nA G Zone 2 (International) / Validity : None Ex nA G Zone 2 (United Kingdom) / Validity : None Ex ia G Zone 0 (Europa) / Validity : None Ex ia G Zone 0 (International) / Validity : None Ex ia G Zone 0 (Korea) / Validity : None Ex ia G Zone 0 (North America) / Validity : None Ex ia G Zone 0 (United Kingdom) / Validity : None Ex nA G Zone 2 (Europa) / Validity : None Ex nA G Zone 2 (International) / Validity : None Ex nA G Zone 2 (United Kingdom) / Validity : None Ex ia G Zone 0 (Europa) / Validity : None Ex ia G Zone 0 (International) / Validity : None Ex ia G Zone 0 (Korea) / Validity : None Ex ia G Zone 0 (North America) / Validity : None Ex ia G Zone 0 (United Kingdom) / Validity : None Ex ib G Zone 1 (Japan) / Validity : 24.05.2024 Ex nA G Zone 2 (Europa) / Validity : None Ex nA G Zone 2 (International) / Validity : None Ex nA G Zone 2 (United Kingdom) / Validity : None Ex ia G Zone 0 (Europa) / Validity : None Ex ia G Zone 0 (International) / Validity : None Ex ia G Zone 0 (Korea) / Validity : None Ex ia G Zone 0 (North America) / Validity : None Ex ia G Zone 0 (United Kingdom) / Validity : None Ex nA G Zone 2 (Europa) / Validity : None Ex nA G Zone 2 (International) / Validity : None Ex nA G Zone 2 (United Kingdom) / Validity : None Ex ia G Zone 0 (Europa) / Validity : None Ex ia G Zone 0 (International) / Validity : None Ex ia G Zone 0 (Korea) / Validity : None Ex ia G Zone 0 (North America) / Validity : None Ex ia G Zone 0 (United Kingdom) / Validity : None Ex nA G Zone 2 (Europa) / Validity : None Ex nA G Zone 2 (International) / Validity : None Ex nA G Zone 2 (United Kingdom) / Validity : None Ex ia G Zone 0 (Europa) / Validity : None Ex ia G Zone 0 (International) / Validity : None Ex ia G Zone 0 (Korea) / Validity : None Ex ia G Zone 0 (North America) / Validity : None Ex ia G Zone 0 (United Kingdom) / Validity : None Ex nA G Zone 2 (Europa) / Validity : None Ex nA G Zone 2 (International) / Validity : None Ex nA G Zone 2 (United Kingdom) / Validity : None Ex ia G Zone 0 (Europa) / Validity : None Ex ia G Zone 0 (International) / Validity : None Ex ia G Zone 0 (Korea) / Validity : None Ex ia G Zone 0 (North America) / Validity : None Ex ia G Zone 0 (United Kingdom) / Validity : None Ex nA G Zone 2 (Europa) / Validity : None Ex nA G Zone 2 (International) / Validity : None Ex nA G Zone 2 (United Kingdom) / Validity : None Ex ia G Zone 0 (Europa) / Validity : None Ex ia G Zone 0 (International) / Validity : None Ex ia G Zone 0 (Korea) / Validity : None Ex ia G Zone 0 (North America) / Validity : None Ex ia G Zone 0 (United Kingdom) / Validity : None Ex nA G Zone 2 (Europa) / Validity : None Ex nA G Zone 2 (International) / Validity : None Ex nA G Zone 2 (United Kingdom) / Validity : None Ex ia G Zone 0 (Europa) / Validity : None Ex ia G Zone 0 (International) / Validity : None Ex ia G Zone 0 (Korea) / Validity : None Ex ia G Zone 0 (North America) / Validity : None Ex ia G Zone 0 (United Kingdom) / Validity : None Ex nA G Zone 2 (Europa) / Validity : None Ex nA G Zone 2 (International) / Validity : None Ex nA G Zone 2 (United Kingdom) / Validity : None Ex ia G Zone 0 (Europa) / Validity : None Ex ia G Zone 0 (International) / Validity : None Ex ia G Zone 0 (Korea) / Validity : None Ex ia G Zone 0 (North America) / Validity : None Ex ia G Zone 0 (United Kingdom) / Validity : None Ex nA G Zone 2 (Europa) / Validity : None Ex nA G Zone 2 (International) / Validity : None Ex nA G Zone 2 (United Kingdom) / Validity : None Ex ia G Zone 0 (Europa) / Validity : None Ex ia G Zone 0 (International) / Validity : None Ex ia G Zone 0 (Korea) / Validity : None Ex ia G Zone 0 (North America) / Validity : None Ex ia G Zone 0 (United Kingdom) / Validity : None Ex nA G Zone 2 (Europa) / Validity : None Ex nA G Zone 2 (International) / Validity : None Ex nA G Zone 2 (United Kingdom) / Validity : None Ex ia G Zone 0 (Europa) / Validity : None Ex ia G Zone 0 (International) / Validity : None Ex ia G Zone 0 (Korea) / Validity : None Ex ia G Zone 0 (North America) / Validity : None Ex ia G Zone 0 (United Kingdom) / Validity : None Ex nA G Zone 2 (Europa) / Validity : None Ex nA G Zone 2 (International) / Validity : None Ex nA G Zone 2 (United Kingdom) / Validity : None Ex ia G Zone 0 (Europa) / Validity : None Ex ia G Zone 0 (International) / Validity : None Ex ia G Zone 0 (Korea) / Validity : None Ex ia G Zone 0 (North America) / Validity : None Ex ia G Zone 0 (United Kingdom) / Validity : None Ex nA G Zone 2 (Europa) / Validity : None Ex nA G Zone 2 (International) / Validity : None Ex nA G Zone 2 (United Kingdom) / Validity : None Ex ia G Zone 0 (Europa) / Validity : None Ex ia G Zone 0 (International) / Validity : None Ex ia G Zone 0 (Korea) / Validity : None Ex ia G Zone 0 (North America) / Validity : None Ex ia G Zone 0 (United Kingdom) / Validity : None Ex nA G Zone 2 (Europa) / Validity : None Ex nA G Zone 2 (International) / Validity : None Ex nA G Zone 2 (United Kingdom) / Validity : None Ex ia G Zone 0 (Europa) / Validity : None Ex ia G Zone 0 (International) / Validity : None Ex ia G Zone 0 (Korea) / Validity : None Ex ia G Zone 0 (North America) / Validity : None Ex ia G Zone 0 (United Kingdom) / Validity : None Ex nA G Zone 2 (Europa) / Validity : None Ex nA G Zone 2 (International) / Validity : None Ex nA G Zone 2 (United Kingdom) / Validity : None Ex ia G Zone 0 (Europa) / Validity : None Ex ia G Zone 0 (International) / Validity : None Ex ia G Zone 0 (Korea) / Validity : None Ex ia G Zone 0 (North America) / Validity : None Ex ia G Zone 0 (United Kingdom) / Validity : None Ex nA G Zone 2 (Europa) / Validity : None Ex nA G Zone 2 (International) / Validity : None Ex nA G Zone 2 (United Kingdom) / Validity : None Ex ia G Zone 0 (Europa) / Validity : None Ex ia G Zone 0 (International) / Validity : None Ex ia G Zone 0 (Korea) / Validity : None Ex ia G Zone 0 (North America) / Validity : None Ex ia G Zone 0 (United Kingdom) / Validity : None Ex nA G Zone 2 (Europa) / Validity : None Ex nA G Zone 2 (International) / Validity : None Ex nA G Zone 2 (United Kingdom) / Validity : None Ex ia G Zone 0 (Europa) / Validity : None Ex ia G Zone 0 (International) / Validity : None Ex ia G Zone 0 (Korea) / Validity : None Ex ia G Zone 0 (North America) / Validity : None Ex ia G Zone 0 (United Kingdom) / Validity : None Ex nA G Zone 2 (Europa) / Validity : None Ex nA G Zone 2 (International) / Validity : None Ex nA G Zone 2 (United Kingdom) / Validity : None Ex ia G Zone 0 (Europa) / Validity : None Ex ia G Zone 0 (International) / Validity : None Ex ia G Zone 0 (Korea) / Validity : None Ex ia G Zone 0 (North America) / Validity : None Ex ia G Zone 0 (United Kingdom) / Validity : None Ex nA G Zone 2 (Europa) / Validity : None Ex nA G Zone 2 (International) / Validity : None Ex nA G Zone 2 (United Kingdom) / Validity : None Ex ia G Zone 0 (Europa) / Validity : None Ex ia G Zone 0 (International) / Validity : None Ex ia G Zone 0 (Korea) / Validity : None Ex ia G Zone 0 (North America) / Validity : None Ex ia G Zone 0 (United Kingdom) / Validity : None Ex nA G Zone 2 (Europa) / Validity : None Ex nA G Zone 2 (International) / Validity : None Ex nA G Zone 2 (United Kingdom) / Validity : None Ex ia G Zone 0 (Europa) / Validity : None Ex ia G Zone 0 (International) / Validity : None Ex ia G Zone 0 (Korea) / Validity : None Ex ia G Zone 0 (North America) / Validity : None Ex ia G Zone 0 (United Kingdom) / Validity : None Ex nA G Zone 2 (Europa) / Validity : None Ex nA G Zone 2 (International) / Validity : None Ex nA G Zone 2 (United Kingdom) / Validity : None Ex ia G Zone 0 (Europa) / Validity : None Ex ia G Zone 0 (International) / Validity : None Ex ia G Zone 0 (North America) / Validity : None Ex ia G Zone 0 (United Kingdom) / Validity : None Ex nA G Zone 2 (Europa) / Validity : None Ex nA G Zone 2 (International) / Validity : None Ex nA G Zone 2 (United Kingdom) / Validity : None Ex ia G Zone 0 (Europa) / Validity : None Ex ia G Zone 0 (International) / Validity : None Ex ia G Zone 0 (North America) / Validity : None Ex ia G Zone 0 (United Kingdom) / Validity : None Ex nA G Zone 2 (Europa) / Validity : None Ex nA G Zone 2 (International) / Validity : None Ex nA G Zone 2 (United Kingdom) / Validity : None Ex ia G Zone 0 (Europa) / Validity : None Ex ia G Zone 0 (International) / Validity : None Ex ia G Zone 0 (North America) / Validity : None Ex ia G Zone 0 (United Kingdom) / Validity : None Ex nA G Zone 2 (Europa) / Validity : None Ex nA G Zone 2 (International) / Validity : None Ex nA G Zone 2 (United Kingdom) / Validity : None Ex ia G Zone 0 (Europa) / Validity : None Ex ia G Zone 0 (International) / Validity : None Ex ia G Zone 0 (Korea) / Validity : None Ex ia G Zone 0 (North America) / Validity : None Ex ia G Zone 0 (United Kingdom) / Validity : None Ex nA G Zone 2 (Europa) / Validity : None Ex nA G Zone 2 (International) / Validity : None Ex nA G Zone 2 (United Kingdom) / Validity : None Ex ia G Zone 0 (Europa) / Validity : None Ex ia G Zone 0 (International) / Validity : None Ex ia G Zone 0 (North America) / Validity : None Ex ia G Zone 0 (Russia, Belarus, Kyrgyzstan, Armenia, Kazakhstan) / Validity : 18.02.2026 Ex nA G Zone 2 (Europa) / Validity : None Ex nA G Zone 2 (International) / Validity : None Ex nA G Zone 2 (North America) / Validity : None Ex nA G Zone 2 (Russia, Belarus, Kyrgyzstan, Armenia, Kazakhstan) / Validity : 18.02.2026 | No | No | .
143-502-000-05x | 143-502-000-051 | DocManager | CP502-051 Piezoelectric Dynamic Pressure Sensor | CP502-051 | VM-Lemo type 0 connector, 10 m integral MI cable | . | 90pC/bar | -70 | 560 | 2 | 10000 | LEMO type 0 | CPxxx, IPC707, GSI127, EC153, MA104, MA Seal, ABAxxx, JB105, JB116 | . |  |  |  | . | Switzerland | 90262000 | 0.53 |  | . | Dynamic Pressure Sensors | Dynamic pressure sensors (CP) | . | Ex ia G Zone 0 (Europa) / Validity : None Ex ia G Zone 0 (International) / Validity : None Ex ia G Zone 0 (Korea) / Validity : None Ex ia G Zone 0 (North America) / Validity : None Ex ia G Zone 0 (United Kingdom) / Validity : None Ex nA G Zone 2 (Europa) / Validity : None Ex nA G Zone 2 (International) / Validity : None Ex nA G Zone 2 (United Kingdom) / Validity : None Ex ia G Zone 0 (Europa) / Validity : None Ex ia G Zone 0 (International) / Validity : None Ex ia G Zone 0 (Korea) / Validity : None Ex ia G Zone 0 (North America) / Validity : None Ex ia G Zone 0 (United Kingdom) / Validity : None Ex nA G Zone 2 (Europa) / Validity : None Ex nA G Zone 2 (International) / Validity : None Ex nA G Zone 2 (United Kingdom) / Validity : None Ex ia G Zone 0 (Europa) / Validity : None Ex ia G Zone 0 (International) / Validity : None Ex ia G Zone 0 (Korea) / Validity : None Ex ia G Zone 0 (North America) / Validity : None Ex ia G Zone 0 (United Kingdom) / Validity : None Ex nA G Zone 2 (Europa) / Validity : None Ex nA G Zone 2 (International) / Validity : None Ex nA G Zone 2 (United Kingdom) / Validity : None Ex ia G Zone 0 (Europa) / Validity : None Ex ia G Zone 0 (International) / Validity : None Ex ia G Zone 0 (Korea) / Validity : None Ex ia G Zone 0 (North America) / Validity : None Ex ia G Zone 0 (United Kingdom) / Validity : None Ex nA G Zone 2 (Europa) / Validity : None Ex nA G Zone 2 (International) / Validity : None Ex nA G Zone 2 (United Kingdom) / Validity : None Ex ia G Zone 0 (Europa) / Validity : None Ex ia G Zone 0 (International) / Validity : None Ex ia G Zone 0 (Korea) / Validity : None Ex ia G Zone 0 (North America) / Validity : None Ex ia G Zone 0 (United Kingdom) / Validity : None Ex nA G Zone 2 (Europa) / Validity : None Ex nA G Zone 2 (International) / Validity : None Ex nA G Zone 2 (United Kingdom) / Validity : None Ex ia G Zone 0 (Europa) / Validity : None Ex ia G Zone 0 (International) / Validity : None Ex ia G Zone 0 (Korea) / Validity : None Ex ia G Zone 0 (North America) / Validity : None Ex ia G Zone 0 (United Kingdom) / Validity : None Ex nA G Zone 2 (Europa) / Validity : None Ex nA G Zone 2 (International) / Validity : None Ex nA G Zone 2 (United Kingdom) / Validity : None Ex ia G Zone 0 (Europa) / Validity : None Ex ia G Zone 0 (International) / Validity : None Ex ia G Zone 0 (Korea) / Validity : None Ex ia G Zone 0 (North America) / Validity : None Ex ia G Zone 0 (United Kingdom) / Validity : None Ex nA G Zone 2 (Europa) / Validity : None Ex nA G Zone 2 (International) / Validity : None Ex nA G Zone 2 (United Kingdom) / Validity : None Ex ia G Zone 0 (Europa) / Validity : None Ex ia G Zone 0 (International) / Validity : None Ex ia G Zone 0 (Korea) / Validity : None Ex ia G Zone 0 (North America) / Validity : None Ex ia G Zone 0 (United Kingdom) / Validity : None Ex nA G Zone 2 (Europa) / Validity : None Ex nA G Zone 2 (International) / Validity : None Ex nA G Zone 2 (United Kingdom) / Validity : None Ex ia G Zone 0 (Europa) / Validity : None Ex ia G Zone 0 (International) / Validity : None Ex ia G Zone 0 (Korea) / Validity : None Ex ia G Zone 0 (North America) / Validity : None Ex ia G Zone 0 (United Kingdom) / Validity : None Ex nA G Zone 2 (Europa) / Validity : None Ex nA G Zone 2 (International) / Validity : None Ex nA G Zone 2 (United Kingdom) / Validity : None Ex ia G Zone 0 (Europa) / Validity : None Ex ia G Zone 0 (International) / Validity : None Ex ia G Zone 0 (Korea) / Validity : None Ex ia G Zone 0 (North America) / Validity : None Ex ia G Zone 0 (United Kingdom) / Validity : None Ex nA G Zone 2 (Europa) / Validity : None Ex nA G Zone 2 (International) / Validity : None Ex nA G Zone 2 (United Kingdom) / Validity : None Ex ia G Zone 0 (Europa) / Validity : None Ex ia G Zone 0 (International) / Validity : None Ex ia G Zone 0 (Korea) / Validity : None Ex ia G Zone 0 (North America) / Validity : None Ex ia G Zone 0 (United Kingdom) / Validity : None Ex nA G Zone 2 (Europa) / Validity : None Ex nA G Zone 2 (International) / Validity : None Ex nA G Zone 2 (United Kingdom) / Validity : None Ex ia G Zone 0 (Europa) / Validity : None Ex ia G Zone 0 (International) / Validity : None Ex ia G Zone 0 (Korea) / Validity : None Ex ia G Zone 0 (North America) / Validity : None Ex ia G Zone 0 (United Kingdom) / Validity : None Ex nA G Zone 2 (Europa) / Validity : None Ex nA G Zone 2 (International) / Validity : None Ex nA G Zone 2 (United Kingdom) / Validity : None Ex ia G Zone 0 (Europa) / Validity : None Ex ia G Zone 0 (International) / Validity : None Ex ia G Zone 0 (Korea) / Validity : None Ex ia G Zone 0 (North America) / Validity : None Ex ia G Zone 0 (United Kingdom) / Validity : None Ex nA G Zone 2 (Europa) / Validity : None Ex nA G Zone 2 (International) / Validity : None Ex nA G Zone 2 (United Kingdom) / Validity : None Ex ia G Zone 0 (Europa) / Validity : None Ex ia G Zone 0 (International) / Validity : None Ex ia G Zone 0 (Korea) / Validity : None Ex ia G Zone 0 (North America) / Validity : None Ex ia G Zone 0 (United Kingdom) / Validity : None Ex nA G Zone 2 (Europa) / Validity : None Ex nA G Zone 2 (International) / Validity : None Ex nA G Zone 2 (United Kingdom) / Validity : None Ex ia G Zone 0 (Europa) / Validity : None Ex ia G Zone 0 (International) / Validity : None Ex ia G Zone 0 (Korea) / Validity : None Ex ia G Zone 0 (North America) / Validity : None Ex ia G Zone 0 (United Kingdom) / Validity : None Ex nA G Zone 2 (Europa) / Validity : None Ex nA G Zone 2 (International) / Validity : None Ex nA G Zone 2 (United Kingdom) / Validity : None Ex ia G Zone 0 (Europa) / Validity : None Ex ia G Zone 0 (International) / Validity : None Ex ia G Zone 0 (Korea) / Validity : None Ex ia G Zone 0 (North America) / Validity : None Ex ia G Zone 0 (United Kingdom) / Validity : None Ex nA G Zone 2 (Europa) / Validity : None Ex nA G Zone 2 (International) / Validity : None Ex nA G Zone 2 (United Kingdom) / Validity : None Ex ia G Zone 0 (Europa) / Validity : None Ex ia G Zone 0 (International) / Validity : None Ex ia G Zone 0 (Korea) / Validity : None Ex ia G Zone 0 (North America) / Validity : None Ex ia G Zone 0 (United Kingdom) / Validity : None Ex nA G Zone 2 (Europa) / Validity : None Ex nA G Zone 2 (International) / Validity : None Ex nA G Zone 2 (United Kingdom) / Validity : None Ex ia G Zone 0 (Europa) / Validity : None Ex ia G Zone 0 (International) / Validity : None Ex ia G Zone 0 (Korea) / Validity : None Ex ia G Zone 0 (North America) / Validity : None Ex ia G Zone 0 (United Kingdom) / Validity : None Ex nA G Zone 2 (Europa) / Validity : None Ex nA G Zone 2 (International) / Validity : None Ex nA G Zone 2 (United Kingdom) / Validity : None Ex ia G Zone 0 (Europa) / Validity : None Ex ia G Zone 0 (International) / Validity : None Ex ia G Zone 0 (Korea) / Validity : None Ex ia G Zone 0 (North America) / Validity : None Ex ia G Zone 0 (United Kingdom) / Validity : None Ex nA G Zone 2 (Europa) / Validity : None Ex nA G Zone 2 (International) / Validity : None Ex nA G Zone 2 (United Kingdom) / Validity : None Ex ia G Zone 0 (Europa) / Validity : None Ex ia G Zone 0 (International) / Validity : None Ex ia G Zone 0 (Korea) / Validity : None Ex ia G Zone 0 (North America) / Validity : None Ex ia G Zone 0 (United Kingdom) / Validity : None Ex nA G Zone 2 (Europa) / Validity : None Ex nA G Zone 2 (International) / Validity : None Ex nA G Zone 2 (United Kingdom) / Validity : None Ex ia G Zone 0 (Europa) / Validity : None Ex ia G Zone 0 (International) / Validity : None Ex ia G Zone 0 (Korea) / Validity : None Ex ia G Zone 0 (North America) / Validity : None Ex ia G Zone 0 (United Kingdom) / Validity : None Ex nA G Zone 2 (Europa) / Validity : None Ex nA G Zone 2 (International) / Validity : None Ex nA G Zone 2 (United Kingdom) / Validity : None Ex ia G Zone 0 (Europa) / Validity : None Ex ia G Zone 0 (International) / Validity : None Ex ia G Zone 0 (Korea) / Validity : None Ex ia G Zone 0 (North America) / Validity : None Ex ia G Zone 0 (United Kingdom) / Validity : None Ex nA G Zone 2 (Europa) / Validity : None Ex nA G Zone 2 (International) / Validity : None Ex nA G Zone 2 (United Kingdom) / Validity : None Ex ia G Zone 0 (Europa) / Validity : None Ex ia G Zone 0 (International) / Validity : None Ex ia G Zone 0 (Korea) / Validity : None Ex ia G Zone 0 (North America) / Validity : None Ex ia G Zone 0 (United Kingdom) / Validity : None Ex nA G Zone 2 (Europa) / Validity : None Ex nA G Zone 2 (International) / Validity : None Ex nA G Zone 2 (United Kingdom) / Validity : None Ex ia G Zone 0 (Europa) / Validity : None Ex ia G Zone 0 (International) / Validity : None Ex ia G Zone 0 (Korea) / Validity : None Ex ia G Zone 0 (North America) / Validity : None Ex ia G Zone 0 (United Kingdom) / Validity : None Ex nA G Zone 2 (Europa) / Validity : None Ex nA G Zone 2 (International) / Validity : None Ex nA G Zone 2 (United Kingdom) / Validity : None Ex ia G Zone 0 (Europa) / Validity : None Ex ia G Zone 0 (International) / Validity : None Ex ia G Zone 0 (Korea) / Validity : None Ex ia G Zone 0 (North America) / Validity : None Ex ia G Zone 0 (United Kingdom) / Validity : None Ex nA G Zone 2 (Europa) / Validity : None Ex nA G Zone 2 (International) / Validity : None Ex nA G Zone 2 (United Kingdom) / Validity : None Ex ia G Zone 0 (Europa) / Validity : None Ex ia G Zone 0 (International) / Validity : None Ex ia G Zone 0 (North America) / Validity : None Ex ia G Zone 0 (United Kingdom) / Validity : None Ex nA G Zone 2 (Europa) / Validity : None Ex nA G Zone 2 (International) / Validity : None Ex nA G Zone 2 (United Kingdom) / Validity : None Ex ia G Zone 0 (Europa) / Validity : None Ex ia G Zone 0 (International) / Validity : None Ex ia G Zone 0 (North America) / Validity : None Ex ia G Zone 0 (United Kingdom) / Validity : None Ex nA G Zone 2 (Europa) / Validity : None Ex nA G Zone 2 (International) / Validity : None Ex nA G Zone 2 (United Kingdom) / Validity : None Ex ia G Zone 0 (Europa) / Validity : None Ex ia G Zone 0 (International) / Validity : None Ex ia G Zone 0 (North America) / Validity : None Ex ia G Zone 0 (United Kingdom) / Validity : None Ex nA G Zone 2 (Europa) / Validity : None Ex nA G Zone 2 (International) / Validity : None Ex nA G Zone 2 (United Kingdom) / Validity : None Ex ia G Zone 0 (Europa) / Validity : None Ex ia G Zone 0 (International) / Validity : None Ex ia G Zone 0 (North America) / Validity : None Ex ia G Zone 0 (United Kingdom) / Validity : None Ex nA G Zone 2 (Europa) / Validity : None Ex nA G Zone 2 (International) / Validity : None Ex nA G Zone 2 (United Kingdom) / Validity : None Ex ia G Zone 0 (Europa) / Validity : None Ex ia G Zone 0 (International) / Validity : None Ex ia G Zone 0 (Korea) / Validity : None Ex ia G Zone 0 (North America) / Validity : None Ex ia G Zone 0 (United Kingdom) / Validity : None Ex nA G Zone 2 (Europa) / Validity : None Ex nA G Zone 2 (International) / Validity : None Ex nA G Zone 2 (United Kingdom) / Validity : None Ex ia G Zone 0 (Europa) / Validity : None Ex ia G Zone 0 (International) / Validity : None Ex ia G Zone 0 (Korea) / Validity : None Ex ia G Zone 0 (North America) / Validity : None Ex ia G Zone 0 (United Kingdom) / Validity : None Ex nA G Zone 2 (Europa) / Validity : None Ex nA G Zone 2 (International) / Validity : None Ex nA G Zone 2 (United Kingdom) / Validity : None Ex ia G Zone 0 (Europa) / Validity : None Ex ia G Zone 0 (International) / Validity : None Ex ia G Zone 0 (Korea) / Validity : None Ex ia G Zone 0 (North America) / Validity : None Ex ia G Zone 0 (United Kingdom) / Validity : None Ex nA G Zone 2 (Europa) / Validity : None Ex nA G Zone 2 (International) / Validity : None Ex nA G Zone 2 (United Kingdom) / Validity : None Ex ia G Zone 0 (Europa) / Validity : None Ex ia G Zone 0 (International) / Validity : None Ex ia G Zone 0 (Korea) / Validity : None Ex ia G Zone 0 (North America) / Validity : None Ex ia G Zone 0 (United Kingdom) / Validity : None Ex nA G Zone 2 (Europa) / Validity : None Ex nA G Zone 2 (International) / Validity : None Ex nA G Zone 2 (United Kingdom) / Validity : None Ex ia G Zone 0 (Europa) / Validity : None Ex ia G Zone 0 (International) / Validity : None Ex ia G Zone 0 (Korea) / Validity : None Ex ia G Zone 0 (North America) / Validity : None Ex ia G Zone 0 (United Kingdom) / Validity : None Ex nA G Zone 2 (Europa) / Validity : None Ex nA G Zone 2 (International) / Validity : None Ex nA G Zone 2 (United Kingdom) / Validity : None Ex ia G Zone 0 (Europa) / Validity : None Ex ia G Zone 0 (International) / Validity : None Ex ia G Zone 0 (Korea) / Validity : None Ex ia G Zone 0 (North America) / Validity : None Ex ia G Zone 0 (United Kingdom) / Validity : None Ex ib G Zone 1 (Japan) / Validity : 22.08.2025 Ex nA G Zone 2 (Europa) / Validity : None Ex nA G Zone 2 (International) / Validity : None Ex nA G Zone 2 (United Kingdom) / Validity : None Ex ia G Zone 0 (Europa) / Validity : None Ex ia G Zone 0 (International) / Validity : None Ex ia G Zone 0 (Korea) / Validity : None Ex ia G Zone 0 (North America) / Validity : None Ex ia G Zone 0 (United Kingdom) / Validity : None Ex nA G Zone 2 (Europa) / Validity : None Ex nA G Zone 2 (International) / Validity : None Ex nA G Zone 2 (United Kingdom) / Validity : None Ex ia G Zone 0 (Europa) / Validity : None Ex ia G Zone 0 (International) / Validity : None Ex ia G Zone 0 (Korea) / Validity : None Ex ia G Zone 0 (North America) / Validity : None Ex ia G Zone 0 (United Kingdom) / Validity : None Ex nA G Zone 2 (Europa) / Validity : None Ex nA G Zone 2 (International) / Validity : None Ex nA G Zone 2 (United Kingdom) / Validity : None Ex ia G Zone 0 (Europa) / Validity : None Ex ia G Zone 0 (International) / Validity : None Ex ia G Zone 0 (Korea) / Validity : None Ex ia G Zone 0 (North America) / Validity : None Ex ia G Zone 0 (United Kingdom) / Validity : None Ex ib G Zone 1 (Japan) / Validity : 24.05.2024 Ex nA G Zone 2 (Europa) / Validity : None Ex nA G Zone 2 (International) / Validity : None Ex nA G Zone 2 (United Kingdom) / Validity : None Ex ia G Zone 0 (Europa) / Validity : None Ex ia G Zone 0 (International) / Validity : None Ex ia G Zone 0 (Korea) / Validity : None Ex ia G Zone 0 (North America) / Validity : None Ex ia G Zone 0 (United Kingdom) / Validity : None Ex nA G Zone 2 (Europa) / Validity : None Ex nA G Zone 2 (International) / Validity : None Ex nA G Zone 2 (United Kingdom) / Validity : None Ex ia G Zone 0 (Europa) / Validity : None Ex ia G Zone 0 (International) / Validity : None Ex ia G Zone 0 (Korea) / Validity : None Ex ia G Zone 0 (North America) / Validity : None Ex ia G Zone 0 (United Kingdom) / Validity : None Ex nA G Zone 2 (Europa) / Validity : None Ex nA G Zone 2 (International) / Validity : None Ex nA G Zone 2 (United Kingdom) / Validity : None Ex ia G Zone 0 (Europa) / Validity : None Ex ia G Zone 0 (International) / Validity : None Ex ia G Zone 0 (Korea) / Validity : None Ex ia G Zone 0 (North America) / Validity : None Ex ia G Zone 0 (United Kingdom) / Validity : None Ex nA G Zone 2 (Europa) / Validity : None Ex nA G Zone 2 (International) / Validity : None Ex nA G Zone 2 (United Kingdom) / Validity : None Ex ia G Zone 0 (Europa) / Validity : None Ex ia G Zone 0 (International) / Validity : None Ex ia G Zone 0 (Korea) / Validity : None Ex ia G Zone 0 (North America) / Validity : None Ex ia G Zone 0 (United Kingdom) / Validity : None Ex nA G Zone 2 (Europa) / Validity : None Ex nA G Zone 2 (International) / Validity : None Ex nA G Zone 2 (United Kingdom) / Validity : None Ex ia G Zone 0 (Europa) / Validity : None Ex ia G Zone 0 (International) / Validity : None Ex ia G Zone 0 (Korea) / Validity : None Ex ia G Zone 0 (North America) / Validity : None Ex ia G Zone 0 (United Kingdom) / Validity : None Ex nA G Zone 2 (Europa) / Validity : None Ex nA G Zone 2 (International) / Validity : None Ex nA G Zone 2 (United Kingdom) / Validity : None Ex ia G Zone 0 (Europa) / Validity : None Ex ia G Zone 0 (International) / Validity : None Ex ia G Zone 0 (Korea) / Validity : None Ex ia G Zone 0 (North America) / Validity : None Ex ia G Zone 0 (United Kingdom) / Validity : None Ex nA G Zone 2 (Europa) / Validity : None Ex nA G Zone 2 (International) / Validity : None Ex nA G Zone 2 (United Kingdom) / Validity : None Ex ia G Zone 0 (Europa) / Validity : None Ex ia G Zone 0 (International) / Validity : None Ex ia G Zone 0 (Korea) / Validity : None Ex ia G Zone 0 (North America) / Validity : None Ex ia G Zone 0 (United Kingdom) / Validity : None Ex nA G Zone 2 (Europa) / Validity : None Ex nA G Zone 2 (International) / Validity : None Ex nA G Zone 2 (United Kingdom) / Validity : None Ex ia G Zone 0 (Europa) / Validity : None Ex ia G Zone 0 (International) / Validity : None Ex ia G Zone 0 (Korea) / Validity : None Ex ia G Zone 0 (North America) / Validity : None Ex ia G Zone 0 (United Kingdom) / Validity : None Ex nA G Zone 2 (Europa) / Validity : None Ex nA G Zone 2 (International) / Validity : None Ex nA G Zone 2 (United Kingdom) / Validity : None Ex ia G Zone 0 (Europa) / Validity : None Ex ia G Zone 0 (International) / Validity : None Ex ia G Zone 0 (Korea) / Validity : None Ex ia G Zone 0 (North America) / Validity : None Ex ia G Zone 0 (United Kingdom) / Validity : None Ex nA G Zone 2 (Europa) / Validity : None Ex nA G Zone 2 (International) / Validity : None Ex nA G Zone 2 (United Kingdom) / Validity : None Ex ia G Zone 0 (Europa) / Validity : None Ex ia G Zone 0 (International) / Validity : None Ex ia G Zone 0 (Korea) / Validity : None Ex ia G Zone 0 (North America) / Validity : None Ex ia G Zone 0 (United Kingdom) / Validity : None Ex nA G Zone 2 (Europa) / Validity : None Ex nA G Zone 2 (International) / Validity : None Ex nA G Zone 2 (United Kingdom) / Validity : None Ex ia G Zone 0 (Europa) / Validity : None Ex ia G Zone 0 (International) / Validity : None Ex ia G Zone 0 (Korea) / Validity : None Ex ia G Zone 0 (North America) / Validity : None Ex ia G Zone 0 (United Kingdom) / Validity : None Ex nA G Zone 2 (Europa) / Validity : None Ex nA G Zone 2 (International) / Validity : None Ex nA G Zone 2 (United Kingdom) / Validity : None Ex ia G Zone 0 (Europa) / Validity : None Ex ia G Zone 0 (International) / Validity : None Ex ia G Zone 0 (Korea) / Validity : None Ex ia G Zone 0 (North America) / Validity : None Ex ia G Zone 0 (United Kingdom) / Validity : None Ex nA G Zone 2 (Europa) / Validity : None Ex nA G Zone 2 (International) / Validity : None Ex nA G Zone 2 (United Kingdom) / Validity : None Ex ia G Zone 0 (Europa) / Validity : None Ex ia G Zone 0 (International) / Validity : None Ex ia G Zone 0 (Korea) / Validity : None Ex ia G Zone 0 (North America) / Validity : None Ex ia G Zone 0 (United Kingdom) / Validity : None Ex nA G Zone 2 (Europa) / Validity : None Ex nA G Zone 2 (International) / Validity : None Ex nA G Zone 2 (United Kingdom) / Validity : None Ex ia G Zone 0 (Europa) / Validity : None Ex ia G Zone 0 (International) / Validity : None Ex ia G Zone 0 (Korea) / Validity : None Ex ia G Zone 0 (North America) / Validity : None Ex ia G Zone 0 (United Kingdom) / Validity : None Ex nA G Zone 2 (Europa) / Validity : None Ex nA G Zone 2 (International) / Validity : None Ex nA G Zone 2 (United Kingdom) / Validity : None Ex ia G Zone 0 (Europa) / Validity : None Ex ia G Zone 0 (International) / Validity : None Ex ia G Zone 0 (Korea) / Validity : None Ex ia G Zone 0 (North America) / Validity : None Ex ia G Zone 0 (United Kingdom) / Validity : None Ex nA G Zone 2 (Europa) / Validity : None Ex nA G Zone 2 (International) / Validity : None Ex nA G Zone 2 (United Kingdom) / Validity : None Ex ia G Zone 0 (Europa) / Validity : None Ex ia G Zone 0 (International) / Validity : None Ex ia G Zone 0 (Korea) / Validity : None Ex ia G Zone 0 (North America) / Validity : None Ex ia G Zone 0 (United Kingdom) / Validity : None Ex nA G Zone 2 (Europa) / Validity : None Ex nA G Zone 2 (International) / Validity : None Ex nA G Zone 2 (United Kingdom) / Validity : None Ex ia G Zone 0 (Europa) / Validity : None Ex ia G Zone 0 (International) / Validity : None Ex ia G Zone 0 (Korea) / Validity : None Ex ia G Zone 0 (North America) / Validity : None Ex ia G Zone 0 (United Kingdom) / Validity : None Ex nA G Zone 2 (Europa) / Validity : None Ex nA G Zone 2 (International) / Validity : None Ex nA G Zone 2 (United Kingdom) / Validity : None Ex ia G Zone 0 (Europa) / Validity : None Ex ia G Zone 0 (International) / Validity : None Ex ia G Zone 0 (Korea) / Validity : None Ex ia G Zone 0 (North America) / Validity : None Ex ia G Zone 0 (United Kingdom) / Validity : None Ex nA G Zone 2 (Europa) / Validity : None Ex nA G Zone 2 (International) / Validity : None Ex nA G Zone 2 (United Kingdom) / Validity : None Ex ia G Zone 0 (Europa) / Validity : None Ex ia G Zone 0 (International) / Validity : None Ex ia G Zone 0 (North America) / Validity : None Ex ia G Zone 0 (United Kingdom) / Validity : None Ex nA G Zone 2 (Europa) / Validity : None Ex nA G Zone 2 (International) / Validity : None Ex nA G Zone 2 (United Kingdom) / Validity : None Ex ia G Zone 0 (Europa) / Validity : None Ex ia G Zone 0 (International) / Validity : None Ex ia G Zone 0 (North America) / Validity : None Ex ia G Zone 0 (United Kingdom) / Validity : None Ex nA G Zone 2 (Europa) / Validity : None Ex nA G Zone 2 (International) / Validity : None Ex nA G Zone 2 (United Kingdom) / Validity : None Ex ia G Zone 0 (Europa) / Validity : None Ex ia G Zone 0 (International) / Validity : None Ex ia G Zone 0 (North America) / Validity : None Ex ia G Zone 0 (United Kingdom) / Validity : None Ex nA G Zone 2 (Europa) / Validity : None Ex nA G Zone 2 (International) / Validity : None Ex nA G Zone 2 (United Kingdom) / Validity : None Ex ia G Zone 0 (Europa) / Validity : None Ex ia G Zone 0 (International) / Validity : None Ex ia G Zone 0 (Korea) / Validity : None Ex ia G Zone 0 (North America) / Validity : None Ex ia G Zone 0 (United Kingdom) / Validity : None Ex nA G Zone 2 (Europa) / Validity : None Ex nA G Zone 2 (International) / Validity : None Ex nA G Zone 2 (United Kingdom) / Validity : None Ex ia G Zone 0 (Europa) / Validity : None Ex ia G Zone 0 (International) / Validity : None Ex ia G Zone 0 (North America) / Validity : None Ex ia G Zone 0 (Russia, Belarus, Kyrgyzstan, Armenia, Kazakhstan) / Validity : 18.02.2026 Ex nA G Zone 2 (Europa) / Validity : None Ex nA G Zone 2 (International) / Validity : None Ex nA G Zone 2 (North America) / Validity : None Ex nA G Zone 2 (Russia, Belarus, Kyrgyzstan, Armenia, Kazakhstan) / Validity : 18.02.2026 | No | No | .
143-502-000-06x | 143-502-000-061 | DocManager | CP502-061 Piezoelectric Dynamic Pressure Sensor | CP502-061 | VM-Lemo type 0 connector, 0.2 m integral MI cable | . | 90pC/bar | -70 | 560 | 2 | 10000 | LEMO type 0 | CPxxx, IPC707, GSI127, EC153, MA104, MA Seal, ABAxxx, JB105, JB116 | . |  |  |  | . | Austria | 90262000 | 0.045 |  | . | Dynamic Pressure Sensors | Dynamic pressure sensors (CP) | . | Ex ia G Zone 0 (Europa) / Validity : None Ex ia G Zone 0 (International) / Validity : None Ex ia G Zone 0 (Korea) / Validity : None Ex ia G Zone 0 (North America) / Validity : None Ex ia G Zone 0 (United Kingdom) / Validity : None Ex nA G Zone 2 (Europa) / Validity : None Ex nA G Zone 2 (International) / Validity : None Ex nA G Zone 2 (United Kingdom) / Validity : None Ex ia G Zone 0 (Europa) / Validity : None Ex ia G Zone 0 (International) / Validity : None Ex ia G Zone 0 (Korea) / Validity : None Ex ia G Zone 0 (North America) / Validity : None Ex ia G Zone 0 (United Kingdom) / Validity : None Ex nA G Zone 2 (Europa) / Validity : None Ex nA G Zone 2 (International) / Validity : None Ex nA G Zone 2 (United Kingdom) / Validity : None Ex ia G Zone 0 (Europa) / Validity : None Ex ia G Zone 0 (International) / Validity : None Ex ia G Zone 0 (Korea) / Validity : None Ex ia G Zone 0 (North America) / Validity : None Ex ia G Zone 0 (United Kingdom) / Validity : None Ex nA G Zone 2 (Europa) / Validity : None Ex nA G Zone 2 (International) / Validity : None Ex nA G Zone 2 (United Kingdom) / Validity : None Ex ia G Zone 0 (Europa) / Validity : None Ex ia G Zone 0 (International) / Validity : None Ex ia G Zone 0 (Korea) / Validity : None Ex ia G Zone 0 (North America) / Validity : None Ex ia G Zone 0 (United Kingdom) / Validity : None Ex nA G Zone 2 (Europa) / Validity : None Ex nA G Zone 2 (International) / Validity : None Ex nA G Zone 2 (United Kingdom) / Validity : None Ex ia G Zone 0 (Europa) / Validity : None Ex ia G Zone 0 (International) / Validity : None Ex ia G Zone 0 (Korea) / Validity : None Ex ia G Zone 0 (North America) / Validity : None Ex ia G Zone 0 (United Kingdom) / Validity : None Ex nA G Zone 2 (Europa) / Validity : None Ex nA G Zone 2 (International) / Validity : None Ex nA G Zone 2 (United Kingdom) / Validity : None Ex ia G Zone 0 (Europa) / Validity : None Ex ia G Zone 0 (International) / Validity : None Ex ia G Zone 0 (Korea) / Validity : None Ex ia G Zone 0 (North America) / Validity : None Ex ia G Zone 0 (United Kingdom) / Validity : None Ex nA G Zone 2 (Europa) / Validity : None Ex nA G Zone 2 (International) / Validity : None Ex nA G Zone 2 (United Kingdom) / Validity : None Ex ia G Zone 0 (Europa) / Validity : None Ex ia G Zone 0 (International) / Validity : None Ex ia G Zone 0 (Korea) / Validity : None Ex ia G Zone 0 (North America) / Validity : None Ex ia G Zone 0 (United Kingdom) / Validity : None Ex nA G Zone 2 (Europa) / Validity : None Ex nA G Zone 2 (International) / Validity : None Ex nA G Zone 2 (United Kingdom) / Validity : None Ex ia G Zone 0 (Europa) / Validity : None Ex ia G Zone 0 (International) / Validity : None Ex ia G Zone 0 (Korea) / Validity : None Ex ia G Zone 0 (North America) / Validity : None Ex ia G Zone 0 (United Kingdom) / Validity : None Ex nA G Zone 2 (Europa) / Validity : None Ex nA G Zone 2 (International) / Validity : None Ex nA G Zone 2 (United Kingdom) / Validity : None Ex ia G Zone 0 (Europa) / Validity : None Ex ia G Zone 0 (International) / Validity : None Ex ia G Zone 0 (Korea) / Validity : None Ex ia G Zone 0 (North America) / Validity : None Ex ia G Zone 0 (United Kingdom) / Validity : None Ex nA G Zone 2 (Europa) / Validity : None Ex nA G Zone 2 (International) / Validity : None Ex nA G Zone 2 (United Kingdom) / Validity : None Ex ia G Zone 0 (Europa) / Validity : None Ex ia G Zone 0 (International) / Validity : None Ex ia G Zone 0 (Korea) / Validity : None Ex ia G Zone 0 (North America) / Validity : None Ex ia G Zone 0 (United Kingdom) / Validity : None Ex nA G Zone 2 (Europa) / Validity : None Ex nA G Zone 2 (International) / Validity : None Ex nA G Zone 2 (United Kingdom) / Validity : None Ex ia G Zone 0 (Europa) / Validity : None Ex ia G Zone 0 (International) / Validity : None Ex ia G Zone 0 (Korea) / Validity : None Ex ia G Zone 0 (North America) / Validity : None Ex ia G Zone 0 (United Kingdom) / Validity : None Ex nA G Zone 2 (Europa) / Validity : None Ex nA G Zone 2 (International) / Validity : None Ex nA G Zone 2 (United Kingdom) / Validity : None Ex ia G Zone 0 (Europa) / Validity : None Ex ia G Zone 0 (International) / Validity : None Ex ia G Zone 0 (Korea) / Validity : None Ex ia G Zone 0 (North America) / Validity : None Ex ia G Zone 0 (United Kingdom) / Validity : None Ex nA G Zone 2 (Europa) / Validity : None Ex nA G Zone 2 (International) / Validity : None Ex nA G Zone 2 (United Kingdom) / Validity : None Ex ia G Zone 0 (Europa) / Validity : None Ex ia G Zone 0 (International) / Validity : None Ex ia G Zone 0 (Korea) / Validity : None Ex ia G Zone 0 (North America) / Validity : None Ex ia G Zone 0 (United Kingdom) / Validity : None Ex nA G Zone 2 (Europa) / Validity : None Ex nA G Zone 2 (International) / Validity : None Ex nA G Zone 2 (United Kingdom) / Validity : None Ex ia G Zone 0 (Europa) / Validity : None Ex ia G Zone 0 (International) / Validity : None Ex ia G Zone 0 (Korea) / Validity : None Ex ia G Zone 0 (North America) / Validity : None Ex ia G Zone 0 (United Kingdom) / Validity : None Ex nA G Zone 2 (Europa) / Validity : None Ex nA G Zone 2 (International) / Validity : None Ex nA G Zone 2 (United Kingdom) / Validity : None Ex ia G Zone 0 (Europa) / Validity : None Ex ia G Zone 0 (International) / Validity : None Ex ia G Zone 0 (Korea) / Validity : None Ex ia G Zone 0 (North America) / Validity : None Ex ia G Zone 0 (United Kingdom) / Validity : None Ex nA G Zone 2 (Europa) / Validity : None Ex nA G Zone 2 (International) / Validity : None Ex nA G Zone 2 (United Kingdom) / Validity : None Ex ia G Zone 0 (Europa) / Validity : None Ex ia G Zone 0 (International) / Validity : None Ex ia G Zone 0 (Korea) / Validity : None Ex ia G Zone 0 (North America) / Validity : None Ex ia G Zone 0 (United Kingdom) / Validity : None Ex nA G Zone 2 (Europa) / Validity : None Ex nA G Zone 2 (International) / Validity : None Ex nA G Zone 2 (United Kingdom) / Validity : None Ex ia G Zone 0 (Europa) / Validity : None Ex ia G Zone 0 (International) / Validity : None Ex ia G Zone 0 (Korea) / Validity : None Ex ia G Zone 0 (North America) / Validity : None Ex ia G Zone 0 (United Kingdom) / Validity : None Ex nA G Zone 2 (Europa) / Validity : None Ex nA G Zone 2 (International) / Validity : None Ex nA G Zone 2 (United Kingdom) / Validity : None Ex ia G Zone 0 (Europa) / Validity : None Ex ia G Zone 0 (International) / Validity : None Ex ia G Zone 0 (Korea) / Validity : None Ex ia G Zone 0 (North America) / Validity : None Ex ia G Zone 0 (United Kingdom) / Validity : None Ex nA G Zone 2 (Europa) / Validity : None Ex nA G Zone 2 (International) / Validity : None Ex nA G Zone 2 (United Kingdom) / Validity : None Ex ia G Zone 0 (Europa) / Validity : None Ex ia G Zone 0 (International) / Validity : None Ex ia G Zone 0 (Korea) / Validity : None Ex ia G Zone 0 (North America) / Validity : None Ex ia G Zone 0 (United Kingdom) / Validity : None Ex nA G Zone 2 (Europa) / Validity : None Ex nA G Zone 2 (International) / Validity : None Ex nA G Zone 2 (United Kingdom) / Validity : None Ex ia G Zone 0 (Europa) / Validity : None Ex ia G Zone 0 (International) / Validity : None Ex ia G Zone 0 (Korea) / Validity : None Ex ia G Zone 0 (North America) / Validity : None Ex ia G Zone 0 (United Kingdom) / Validity : None Ex nA G Zone 2 (Europa) / Validity : None Ex nA G Zone 2 (International) / Validity : None Ex nA G Zone 2 (United Kingdom) / Validity : None Ex ia G Zone 0 (Europa) / Validity : None Ex ia G Zone 0 (International) / Validity : None Ex ia G Zone 0 (Korea) / Validity : None Ex ia G Zone 0 (North America) / Validity : None Ex ia G Zone 0 (United Kingdom) / Validity : None Ex nA G Zone 2 (Europa) / Validity : None Ex nA G Zone 2 (International) / Validity : None Ex nA G Zone 2 (United Kingdom) / Validity : None Ex ia G Zone 0 (Europa) / Validity : None Ex ia G Zone 0 (International) / Validity : None Ex ia G Zone 0 (Korea) / Validity : None Ex ia G Zone 0 (North America) / Validity : None Ex ia G Zone 0 (United Kingdom) / Validity : None Ex nA G Zone 2 (Europa) / Validity : None Ex nA G Zone 2 (International) / Validity : None Ex nA G Zone 2 (United Kingdom) / Validity : None Ex ia G Zone 0 (Europa) / Validity : None Ex ia G Zone 0 (International) / Validity : None Ex ia G Zone 0 (Korea) / Validity : None Ex ia G Zone 0 (North America) / Validity : None Ex ia G Zone 0 (United Kingdom) / Validity : None Ex nA G Zone 2 (Europa) / Validity : None Ex nA G Zone 2 (International) / Validity : None Ex nA G Zone 2 (United Kingdom) / Validity : None Ex ia G Zone 0 (Europa) / Validity : None Ex ia G Zone 0 (International) / Validity : None Ex ia G Zone 0 (Korea) / Validity : None Ex ia G Zone 0 (North America) / Validity : None Ex ia G Zone 0 (United Kingdom) / Validity : None Ex nA G Zone 2 (Europa) / Validity : None Ex nA G Zone 2 (International) / Validity : None Ex nA G Zone 2 (United Kingdom) / Validity : None Ex ia G Zone 0 (Europa) / Validity : None Ex ia G Zone 0 (International) / Validity : None Ex ia G Zone 0 (Korea) / Validity : None Ex ia G Zone 0 (North America) / Validity : None Ex ia G Zone 0 (United Kingdom) / Validity : None Ex nA G Zone 2 (Europa) / Validity : None Ex nA G Zone 2 (International) / Validity : None Ex nA G Zone 2 (United Kingdom) / Validity : None Ex ia G Zone 0 (Europa) / Validity : None Ex ia G Zone 0 (International) / Validity : None Ex ia G Zone 0 (North America) / Validity : None Ex ia G Zone 0 (United Kingdom) / Validity : None Ex nA G Zone 2 (Europa) / Validity : None Ex nA G Zone 2 (International) / Validity : None Ex nA G Zone 2 (United Kingdom) / Validity : None Ex ia G Zone 0 (Europa) / Validity : None Ex ia G Zone 0 (International) / Validity : None Ex ia G Zone 0 (North America) / Validity : None Ex ia G Zone 0 (United Kingdom) / Validity : None Ex nA G Zone 2 (Europa) / Validity : None Ex nA G Zone 2 (International) / Validity : None Ex nA G Zone 2 (United Kingdom) / Validity : None Ex ia G Zone 0 (Europa) / Validity : None Ex ia G Zone 0 (International) / Validity : None Ex ia G Zone 0 (North America) / Validity : None Ex ia G Zone 0 (United Kingdom) / Validity : None Ex nA G Zone 2 (Europa) / Validity : None Ex nA G Zone 2 (International) / Validity : None Ex nA G Zone 2 (United Kingdom) / Validity : None Ex ia G Zone 0 (Europa) / Validity : None Ex ia G Zone 0 (International) / Validity : None Ex ia G Zone 0 (North America) / Validity : None Ex ia G Zone 0 (United Kingdom) / Validity : None Ex nA G Zone 2 (Europa) / Validity : None Ex nA G Zone 2 (International) / Validity : None Ex nA G Zone 2 (United Kingdom) / Validity : None Ex ia G Zone 0 (Europa) / Validity : None Ex ia G Zone 0 (International) / Validity : None Ex ia G Zone 0 (Korea) / Validity : None Ex ia G Zone 0 (North America) / Validity : None Ex ia G Zone 0 (United Kingdom) / Validity : None Ex nA G Zone 2 (Europa) / Validity : None Ex nA G Zone 2 (International) / Validity : None Ex nA G Zone 2 (United Kingdom) / Validity : None Ex ia G Zone 0 (Europa) / Validity : None Ex ia G Zone 0 (International) / Validity : None Ex ia G Zone 0 (Korea) / Validity : None Ex ia G Zone 0 (North America) / Validity : None Ex ia G Zone 0 (United Kingdom) / Validity : None Ex nA G Zone 2 (Europa) / Validity : None Ex nA G Zone 2 (International) / Validity : None Ex nA G Zone 2 (United Kingdom) / Validity : None Ex ia G Zone 0 (Europa) / Validity : None Ex ia G Zone 0 (International) / Validity : None Ex ia G Zone 0 (Korea) / Validity : None Ex ia G Zone 0 (North America) / Validity : None Ex ia G Zone 0 (United Kingdom) / Validity : None Ex nA G Zone 2 (Europa) / Validity : None Ex nA G Zone 2 (International) / Validity : None Ex nA G Zone 2 (United Kingdom) / Validity : None Ex ia G Zone 0 (Europa) / Validity : None Ex ia G Zone 0 (International) / Validity : None Ex ia G Zone 0 (Korea) / Validity : None Ex ia G Zone 0 (North America) / Validity : None Ex ia G Zone 0 (United Kingdom) / Validity : None Ex nA G Zone 2 (Europa) / Validity : None Ex nA G Zone 2 (International) / Validity : None Ex nA G Zone 2 (United Kingdom) / Validity : None Ex ia G Zone 0 (Europa) / Validity : None Ex ia G Zone 0 (International) / Validity : None Ex ia G Zone 0 (Korea) / Validity : None Ex ia G Zone 0 (North America) / Validity : None Ex ia G Zone 0 (United Kingdom) / Validity : None Ex nA G Zone 2 (Europa) / Validity : None Ex nA G Zone 2 (International) / Validity : None Ex nA G Zone 2 (United Kingdom) / Validity : None Ex ia G Zone 0 (Europa) / Validity : None Ex ia G Zone 0 (International) / Validity : None Ex ia G Zone 0 (Korea) / Validity : None Ex ia G Zone 0 (North America) / Validity : None Ex ia G Zone 0 (United Kingdom) / Validity : None Ex ib G Zone 1 (Japan) / Validity : 22.08.2025 Ex nA G Zone 2 (Europa) / Validity : None Ex nA G Zone 2 (International) / Validity : None Ex nA G Zone 2 (United Kingdom) / Validity : None Ex ia G Zone 0 (Europa) / Validity : None Ex ia G Zone 0 (International) / Validity : None Ex ia G Zone 0 (Korea) / Validity : None Ex ia G Zone 0 (North America) / Validity : None Ex ia G Zone 0 (United Kingdom) / Validity : None Ex nA G Zone 2 (Europa) / Validity : None Ex nA G Zone 2 (International) / Validity : None Ex nA G Zone 2 (United Kingdom) / Validity : None Ex ia G Zone 0 (Europa) / Validity : None Ex ia G Zone 0 (International) / Validity : None Ex ia G Zone 0 (Korea) / Validity : None Ex ia G Zone 0 (North America) / Validity : None Ex ia G Zone 0 (United Kingdom) / Validity : None Ex nA G Zone 2 (Europa) / Validity : None Ex nA G Zone 2 (International) / Validity : None Ex nA G Zone 2 (United Kingdom) / Validity : None Ex ia G Zone 0 (Europa) / Validity : None Ex ia G Zone 0 (International) / Validity : None Ex ia G Zone 0 (Korea) / Validity : None Ex ia G Zone 0 (North America) / Validity : None Ex ia G Zone 0 (United Kingdom) / Validity : None Ex ib G Zone 1 (Japan) / Validity : 24.05.2024 Ex nA G Zone 2 (Europa) / Validity : None Ex nA G Zone 2 (International) / Validity : None Ex nA G Zone 2 (United Kingdom) / Validity : None Ex ia G Zone 0 (Europa) / Validity : None Ex ia G Zone 0 (International) / Validity : None Ex ia G Zone 0 (Korea) / Validity : None Ex ia G Zone 0 (North America) / Validity : None Ex ia G Zone 0 (United Kingdom) / Validity : None Ex nA G Zone 2 (Europa) / Validity : None Ex nA G Zone 2 (International) / Validity : None Ex nA G Zone 2 (United Kingdom) / Validity : None Ex ia G Zone 0 (Europa) / Validity : None Ex ia G Zone 0 (International) / Validity : None Ex ia G Zone 0 (Korea) / Validity : None Ex ia G Zone 0 (North America) / Validity : None Ex ia G Zone 0 (United Kingdom) / Validity : None Ex nA G Zone 2 (Europa) / Validity : None Ex nA G Zone 2 (International) / Validity : None Ex nA G Zone 2 (United Kingdom) / Validity : None Ex ia G Zone 0 (Europa) / Validity : None Ex ia G Zone 0 (International) / Validity : None Ex ia G Zone 0 (Korea) / Validity : None Ex ia G Zone 0 (North America) / Validity : None Ex ia G Zone 0 (United Kingdom) / Validity : None Ex nA G Zone 2 (Europa) / Validity : None Ex nA G Zone 2 (International) / Validity : None Ex nA G Zone 2 (United Kingdom) / Validity : None Ex ia G Zone 0 (Europa) / Validity : None Ex ia G Zone 0 (International) / Validity : None Ex ia G Zone 0 (Korea) / Validity : None Ex ia G Zone 0 (North America) / Validity : None Ex ia G Zone 0 (United Kingdom) / Validity : None Ex nA G Zone 2 (Europa) / Validity : None Ex nA G Zone 2 (International) / Validity : None Ex nA G Zone 2 (United Kingdom) / Validity : None Ex ia G Zone 0 (Europa) / Validity : None Ex ia G Zone 0 (International) / Validity : None Ex ia G Zone 0 (Korea) / Validity : None Ex ia G Zone 0 (North America) / Validity : None Ex ia G Zone 0 (United Kingdom) / Validity : None Ex nA G Zone 2 (Europa) / Validity : None Ex nA G Zone 2 (International) / Validity : None Ex nA G Zone 2 (United Kingdom) / Validity : None Ex ia G Zone 0 (Europa) / Validity : None Ex ia G Zone 0 (International) / Validity : None Ex ia G Zone 0 (Korea) / Validity : None Ex ia G Zone 0 (North America) / Validity : None Ex ia G Zone 0 (United Kingdom) / Validity : None Ex nA G Zone 2 (Europa) / Validity : None Ex nA G Zone 2 (International) / Validity : None Ex nA G Zone 2 (United Kingdom) / Validity : None Ex ia G Zone 0 (Europa) / Validity : None Ex ia G Zone 0 (International) / Validity : None Ex ia G Zone 0 (Korea) / Validity : None Ex ia G Zone 0 (North America) / Validity : None Ex ia G Zone 0 (United Kingdom) / Validity : None Ex nA G Zone 2 (Europa) / Validity : None Ex nA G Zone 2 (International) / Validity : None Ex nA G Zone 2 (United Kingdom) / Validity : None Ex ia G Zone 0 (Europa) / Validity : None Ex ia G Zone 0 (International) / Validity : None Ex ia G Zone 0 (Korea) / Validity : None Ex ia G Zone 0 (North America) / Validity : None Ex ia G Zone 0 (United Kingdom) / Validity : None Ex nA G Zone 2 (Europa) / Validity : None Ex nA G Zone 2 (International) / Validity : None Ex nA G Zone 2 (United Kingdom) / Validity : None Ex ia G Zone 0 (Europa) / Validity : None Ex ia G Zone 0 (International) / Validity : None Ex ia G Zone 0 (Korea) / Validity : None Ex ia G Zone 0 (North America) / Validity : None Ex ia G Zone 0 (United Kingdom) / Validity : None Ex nA G Zone 2 (Europa) / Validity : None Ex nA G Zone 2 (International) / Validity : None Ex nA G Zone 2 (United Kingdom) / Validity : None Ex ia G Zone 0 (Europa) / Validity : None Ex ia G Zone 0 (International) / Validity : None Ex ia G Zone 0 (Korea) / Validity : None Ex ia G Zone 0 (North America) / Validity : None Ex ia G Zone 0 (United Kingdom) / Validity : None Ex nA G Zone 2 (Europa) / Validity : None Ex nA G Zone 2 (International) / Validity : None Ex nA G Zone 2 (United Kingdom) / Validity : None Ex ia G Zone 0 (Europa) / Validity : None Ex ia G Zone 0 (International) / Validity : None Ex ia G Zone 0 (Korea) / Validity : None Ex ia G Zone 0 (North America) / Validity : None Ex ia G Zone 0 (United Kingdom) / Validity : None Ex nA G Zone 2 (Europa) / Validity : None Ex nA G Zone 2 (International) / Validity : None Ex nA G Zone 2 (United Kingdom) / Validity : None Ex ia G Zone 0 (Europa) / Validity : None Ex ia G Zone 0 (International) / Validity : None Ex ia G Zone 0 (Korea) / Validity : None Ex ia G Zone 0 (North America) / Validity : None Ex ia G Zone 0 (United Kingdom) / Validity : None Ex nA G Zone 2 (Europa) / Validity : None Ex nA G Zone 2 (International) / Validity : None Ex nA G Zone 2 (United Kingdom) / Validity : None Ex ia G Zone 0 (Europa) / Validity : None Ex ia G Zone 0 (International) / Validity : None Ex ia G Zone 0 (Korea) / Validity : None Ex ia G Zone 0 (North America) / Validity : None Ex ia G Zone 0 (United Kingdom) / Validity : None Ex nA G Zone 2 (Europa) / Validity : None Ex nA G Zone 2 (International) / Validity : None Ex nA G Zone 2 (United Kingdom) / Validity : None Ex ia G Zone 0 (Europa) / Validity : None Ex ia G Zone 0 (International) / Validity : None Ex ia G Zone 0 (Korea) / Validity : None Ex ia G Zone 0 (North America) / Validity : None Ex ia G Zone 0 (United Kingdom) / Validity : None Ex nA G Zone 2 (Europa) / Validity : None Ex nA G Zone 2 (International) / Validity : None Ex nA G Zone 2 (United Kingdom) / Validity : None Ex ia G Zone 0 (Europa) / Validity : None Ex ia G Zone 0 (International) / Validity : None Ex ia G Zone 0 (Korea) / Validity : None Ex ia G Zone 0 (North America) / Validity : None Ex ia G Zone 0 (United Kingdom) / Validity : None Ex nA G Zone 2 (Europa) / Validity : None Ex nA G Zone 2 (International) / Validity : None Ex nA G Zone 2 (United Kingdom) / Validity : None Ex ia G Zone 0 (Europa) / Validity : None Ex ia G Zone 0 (International) / Validity : None Ex ia G Zone 0 (Korea) / Validity : None Ex ia G Zone 0 (North America) / Validity : None Ex ia G Zone 0 (United Kingdom) / Validity : None Ex nA G Zone 2 (Europa) / Validity : None Ex nA G Zone 2 (International) / Validity : None Ex nA G Zone 2 (United Kingdom) / Validity : None Ex ia G Zone 0 (Europa) / Validity : None Ex ia G Zone 0 (International) / Validity : None Ex ia G Zone 0 (Korea) / Validity : None Ex ia G Zone 0 (North America) / Validity : None Ex ia G Zone 0 (United Kingdom) / Validity : None Ex nA G Zone 2 (Europa) / Validity : None Ex nA G Zone 2 (International) / Validity : None Ex nA G Zone 2 (United Kingdom) / Validity : None Ex ia G Zone 0 (Europa) / Validity : None Ex ia G Zone 0 (International) / Validity : None Ex ia G Zone 0 (Korea) / Validity : None Ex ia G Zone 0 (North America) / Validity : None Ex ia G Zone 0 (United Kingdom) / Validity : None Ex nA G Zone 2 (Europa) / Validity : None Ex nA G Zone 2 (International) / Validity : None Ex nA G Zone 2 (United Kingdom) / Validity : None Ex ia G Zone 0 (Europa) / Validity : None Ex ia G Zone 0 (International) / Validity : None Ex ia G Zone 0 (North America) / Validity : None Ex ia G Zone 0 (United Kingdom) / Validity : None Ex nA G Zone 2 (Europa) / Validity : None Ex nA G Zone 2 (International) / Validity : None Ex nA G Zone 2 (United Kingdom) / Validity : None Ex ia G Zone 0 (Europa) / Validity : None Ex ia G Zone 0 (International) / Validity : None Ex ia G Zone 0 (North America) / Validity : None Ex ia G Zone 0 (United Kingdom) / Validity : None Ex nA G Zone 2 (Europa) / Validity : None Ex nA G Zone 2 (International) / Validity : None Ex nA G Zone 2 (United Kingdom) / Validity : None Ex ia G Zone 0 (Europa) / Validity : None Ex ia G Zone 0 (International) / Validity : None Ex ia G Zone 0 (North America) / Validity : None Ex ia G Zone 0 (United Kingdom) / Validity : None Ex nA G Zone 2 (Europa) / Validity : None Ex nA G Zone 2 (International) / Validity : None Ex nA G Zone 2 (United Kingdom) / Validity : None Ex ia G Zone 0 (Europa) / Validity : None Ex ia G Zone 0 (International) / Validity : None Ex ia G Zone 0 (Korea) / Validity : None Ex ia G Zone 0 (North America) / Validity : None Ex ia G Zone 0 (United Kingdom) / Validity : None Ex nA G Zone 2 (Europa) / Validity : None Ex nA G Zone 2 (International) / Validity : None Ex nA G Zone 2 (United Kingdom) / Validity : None Ex ia G Zone 0 (Europa) / Validity : None Ex ia G Zone 0 (International) / Validity : None Ex ia G Zone 0 (North America) / Validity : None Ex ia G Zone 0 (Russia, Belarus, Kyrgyzstan, Armenia, Kazakhstan) / Validity : 18.02.2026 Ex nA G Zone 2 (Europa) / Validity : None Ex nA G Zone 2 (International) / Validity : None Ex nA G Zone 2 (North America) / Validity : None Ex nA G Zone 2 (Russia, Belarus, Kyrgyzstan, Armenia, Kazakhstan) / Validity : 18.02.2026 | No | No | .
143-502-000-12x | 143-502-000-122 | DocManager | CP502-122 Piezoelectric Dynamic Pressure Sensor | CP502-122 | VM 7/16" high temp connector, 1 m integral MI cable | . | 90pC/bar | -70 | 560 | 2 | 10000 | 7/16"-27UNS-2A | CPxxx, IPC707, GSI127, EC069, EC112, EC119, EC222, MA126, MA Seal, CG505, ABAxxx, JB105, JB116 | . |  |  |  | . | Switzerland | 90262000 |  |  | . | Dynamic Pressure Sensors | Dynamic pressure sensors (CP) | . | Ex ia G Zone 0 (Europa) / Validity : None Ex ia G Zone 0 (International) / Validity : None Ex ia G Zone 0 (Korea) / Validity : None Ex ia G Zone 0 (North America) / Validity : None Ex ia G Zone 0 (United Kingdom) / Validity : None Ex nA G Zone 2 (Europa) / Validity : None Ex nA G Zone 2 (International) / Validity : None Ex nA G Zone 2 (United Kingdom) / Validity : None Ex ia G Zone 0 (Europa) / Validity : None Ex ia G Zone 0 (International) / Validity : None Ex ia G Zone 0 (Korea) / Validity : None Ex ia G Zone 0 (North America) / Validity : None Ex ia G Zone 0 (United Kingdom) / Validity : None Ex nA G Zone 2 (Europa) / Validity : None Ex nA G Zone 2 (International) / Validity : None Ex nA G Zone 2 (United Kingdom) / Validity : None Ex ia G Zone 0 (Europa) / Validity : None Ex ia G Zone 0 (International) / Validity : None Ex ia G Zone 0 (Korea) / Validity : None Ex ia G Zone 0 (North America) / Validity : None Ex ia G Zone 0 (United Kingdom) / Validity : None Ex nA G Zone 2 (Europa) / Validity : None Ex nA G Zone 2 (International) / Validity : None Ex nA G Zone 2 (United Kingdom) / Validity : None Ex ia G Zone 0 (Europa) / Validity : None Ex ia G Zone 0 (International) / Validity : None Ex ia G Zone 0 (Korea) / Validity : None Ex ia G Zone 0 (North America) / Validity : None Ex ia G Zone 0 (United Kingdom) / Validity : None Ex nA G Zone 2 (Europa) / Validity : None Ex nA G Zone 2 (International) / Validity : None Ex nA G Zone 2 (United Kingdom) / Validity : None Ex ia G Zone 0 (Europa) / Validity : None Ex ia G Zone 0 (International) / Validity : None Ex ia G Zone 0 (Korea) / Validity : None Ex ia G Zone 0 (North America) / Validity : None Ex ia G Zone 0 (United Kingdom) / Validity : None Ex nA G Zone 2 (Europa) / Validity : None Ex nA G Zone 2 (International) / Validity : None Ex nA G Zone 2 (United Kingdom) / Validity : None Ex ia G Zone 0 (Europa) / Validity : None Ex ia G Zone 0 (International) / Validity : None Ex ia G Zone 0 (Korea) / Validity : None Ex ia G Zone 0 (North America) / Validity : None Ex ia G Zone 0 (United Kingdom) / Validity : None Ex nA G Zone 2 (Europa) / Validity : None Ex nA G Zone 2 (International) / Validity : None Ex nA G Zone 2 (United Kingdom) / Validity : None Ex ia G Zone 0 (Europa) / Validity : None Ex ia G Zone 0 (International) / Validity : None Ex ia G Zone 0 (Korea) / Validity : None Ex ia G Zone 0 (North America) / Validity : None Ex ia G Zone 0 (United Kingdom) / Validity : None Ex nA G Zone 2 (Europa) / Validity : None Ex nA G Zone 2 (International) / Validity : None Ex nA G Zone 2 (United Kingdom) / Validity : None Ex ia G Zone 0 (Europa) / Validity : None Ex ia G Zone 0 (International) / Validity : None Ex ia G Zone 0 (Korea) / Validity : None Ex ia G Zone 0 (North America) / Validity : None Ex ia G Zone 0 (United Kingdom) / Validity : None Ex nA G Zone 2 (Europa) / Validity : None Ex nA G Zone 2 (International) / Validity : None Ex nA G Zone 2 (United Kingdom) / Validity : None Ex ia G Zone 0 (Europa) / Validity : None Ex ia G Zone 0 (International) / Validity : None Ex ia G Zone 0 (Korea) / Validity : None Ex ia G Zone 0 (North America) / Validity : None Ex ia G Zone 0 (United Kingdom) / Validity : None Ex nA G Zone 2 (Europa) / Validity : None Ex nA G Zone 2 (International) / Validity : None Ex nA G Zone 2 (United Kingdom) / Validity : None Ex ia G Zone 0 (Europa) / Validity : None Ex ia G Zone 0 (International) / Validity : None Ex ia G Zone 0 (Korea) / Validity : None Ex ia G Zone 0 (North America) / Validity : None Ex ia G Zone 0 (United Kingdom) / Validity : None Ex nA G Zone 2 (Europa) / Validity : None Ex nA G Zone 2 (International) / Validity : None Ex nA G Zone 2 (United Kingdom) / Validity : None Ex ia G Zone 0 (Europa) / Validity : None Ex ia G Zone 0 (International) / Validity : None Ex ia G Zone 0 (Korea) / Validity : None Ex ia G Zone 0 (North America) / Validity : None Ex ia G Zone 0 (United Kingdom) / Validity : None Ex nA G Zone 2 (Europa) / Validity : None Ex nA G Zone 2 (International) / Validity : None Ex nA G Zone 2 (United Kingdom) / Validity : None Ex ia G Zone 0 (Europa) / Validity : None Ex ia G Zone 0 (International) / Validity : None Ex ia G Zone 0 (Korea) / Validity : None Ex ia G Zone 0 (North America) / Validity : None Ex ia G Zone 0 (United Kingdom) / Validity : None Ex nA G Zone 2 (Europa) / Validity : None Ex nA G Zone 2 (International) / Validity : None Ex nA G Zone 2 (United Kingdom) / Validity : None Ex ia G Zone 0 (Europa) / Validity : None Ex ia G Zone 0 (International) / Validity : None Ex ia G Zone 0 (Korea) / Validity : None Ex ia G Zone 0 (North America) / Validity : None Ex ia G Zone 0 (United Kingdom) / Validity : None Ex nA G Zone 2 (Europa) / Validity : None Ex nA G Zone 2 (International) / Validity : None Ex nA G Zone 2 (United Kingdom) / Validity : None Ex ia G Zone 0 (Europa) / Validity : None Ex ia G Zone 0 (International) / Validity : None Ex ia G Zone 0 (Korea) / Validity : None Ex ia G Zone 0 (North America) / Validity : None Ex ia G Zone 0 (United Kingdom) / Validity : None Ex nA G Zone 2 (Europa) / Validity : None Ex nA G Zone 2 (International) / Validity : None Ex nA G Zone 2 (United Kingdom) / Validity : None Ex ia G Zone 0 (Europa) / Validity : None Ex ia G Zone 0 (International) / Validity : None Ex ia G Zone 0 (Korea) / Validity : None Ex ia G Zone 0 (North America) / Validity : None Ex ia G Zone 0 (United Kingdom) / Validity : None Ex nA G Zone 2 (Europa) / Validity : None Ex nA G Zone 2 (International) / Validity : None Ex nA G Zone 2 (United Kingdom) / Validity : None Ex ia G Zone 0 (Europa) / Validity : None Ex ia G Zone 0 (International) / Validity : None Ex ia G Zone 0 (Korea) / Validity : None Ex ia G Zone 0 (North America) / Validity : None Ex ia G Zone 0 (United Kingdom) / Validity : None Ex nA G Zone 2 (Europa) / Validity : None Ex nA G Zone 2 (International) / Validity : None Ex nA G Zone 2 (United Kingdom) / Validity : None Ex ia G Zone 0 (Europa) / Validity : None Ex ia G Zone 0 (International) / Validity : None Ex ia G Zone 0 (Korea) / Validity : None Ex ia G Zone 0 (North America) / Validity : None Ex ia G Zone 0 (United Kingdom) / Validity : None Ex nA G Zone 2 (Europa) / Validity : None Ex nA G Zone 2 (International) / Validity : None Ex nA G Zone 2 (United Kingdom) / Validity : None Ex ia G Zone 0 (Europa) / Validity : None Ex ia G Zone 0 (International) / Validity : None Ex ia G Zone 0 (Korea) / Validity : None Ex ia G Zone 0 (North America) / Validity : None Ex ia G Zone 0 (United Kingdom) / Validity : None Ex nA G Zone 2 (Europa) / Validity : None Ex nA G Zone 2 (International) / Validity : None Ex nA G Zone 2 (United Kingdom) / Validity : None Ex ia G Zone 0 (Europa) / Validity : None Ex ia G Zone 0 (International) / Validity : None Ex ia G Zone 0 (Korea) / Validity : None Ex ia G Zone 0 (North America) / Validity : None Ex ia G Zone 0 (United Kingdom) / Validity : None Ex nA G Zone 2 (Europa) / Validity : None Ex nA G Zone 2 (International) / Validity : None Ex nA G Zone 2 (United Kingdom) / Validity : None Ex ia G Zone 0 (Europa) / Validity : None Ex ia G Zone 0 (International) / Validity : None Ex ia G Zone 0 (Korea) / Validity : None Ex ia G Zone 0 (North America) / Validity : None Ex ia G Zone 0 (United Kingdom) / Validity : None Ex nA G Zone 2 (Europa) / Validity : None Ex nA G Zone 2 (International) / Validity : None Ex nA G Zone 2 (United Kingdom) / Validity : None Ex ia G Zone 0 (Europa) / Validity : None Ex ia G Zone 0 (International) / Validity : None Ex ia G Zone 0 (Korea) / Validity : None Ex ia G Zone 0 (North America) / Validity : None Ex ia G Zone 0 (United Kingdom) / Validity : None Ex nA G Zone 2 (Europa) / Validity : None Ex nA G Zone 2 (International) / Validity : None Ex nA G Zone 2 (United Kingdom) / Validity : None Ex ia G Zone 0 (Europa) / Validity : None Ex ia G Zone 0 (International) / Validity : None Ex ia G Zone 0 (Korea) / Validity : None Ex ia G Zone 0 (North America) / Validity : None Ex ia G Zone 0 (United Kingdom) / Validity : None Ex nA G Zone 2 (Europa) / Validity : None Ex nA G Zone 2 (International) / Validity : None Ex nA G Zone 2 (United Kingdom) / Validity : None Ex ia G Zone 0 (Europa) / Validity : None Ex ia G Zone 0 (International) / Validity : None Ex ia G Zone 0 (Korea) / Validity : None Ex ia G Zone 0 (North America) / Validity : None Ex ia G Zone 0 (United Kingdom) / Validity : None Ex nA G Zone 2 (Europa) / Validity : None Ex nA G Zone 2 (International) / Validity : None Ex nA G Zone 2 (United Kingdom) / Validity : None Ex ia G Zone 0 (Europa) / Validity : None Ex ia G Zone 0 (International) / Validity : None Ex ia G Zone 0 (Korea) / Validity : None Ex ia G Zone 0 (North America) / Validity : None Ex ia G Zone 0 (United Kingdom) / Validity : None Ex nA G Zone 2 (Europa) / Validity : None Ex nA G Zone 2 (International) / Validity : None Ex nA G Zone 2 (United Kingdom) / Validity : None Ex ia G Zone 0 (Europa) / Validity : None Ex ia G Zone 0 (International) / Validity : None Ex ia G Zone 0 (Korea) / Validity : None Ex ia G Zone 0 (North America) / Validity : None Ex ia G Zone 0 (United Kingdom) / Validity : None Ex nA G Zone 2 (Europa) / Validity : None Ex nA G Zone 2 (International) / Validity : None Ex nA G Zone 2 (United Kingdom) / Validity : None Ex ia G Zone 0 (Europa) / Validity : None Ex ia G Zone 0 (International) / Validity : None Ex ia G Zone 0 (North America) / Validity : None Ex ia G Zone 0 (United Kingdom) / Validity : None Ex nA G Zone 2 (Europa) / Validity : None Ex nA G Zone 2 (International) / Validity : None Ex nA G Zone 2 (United Kingdom) / Validity : None Ex ia G Zone 0 (Europa) / Validity : None Ex ia G Zone 0 (International) / Validity : None Ex ia G Zone 0 (North America) / Validity : None Ex ia G Zone 0 (United Kingdom) / Validity : None Ex nA G Zone 2 (Europa) / Validity : None Ex nA G Zone 2 (International) / Validity : None Ex nA G Zone 2 (United Kingdom) / Validity : None Ex ia G Zone 0 (Europa) / Validity : None Ex ia G Zone 0 (International) / Validity : None Ex ia G Zone 0 (North America) / Validity : None Ex ia G Zone 0 (United Kingdom) / Validity : None Ex nA G Zone 2 (Europa) / Validity : None Ex nA G Zone 2 (International) / Validity : None Ex nA G Zone 2 (United Kingdom) / Validity : None Ex ia G Zone 0 (Europa) / Validity : None Ex ia G Zone 0 (International) / Validity : None Ex ia G Zone 0 (North America) / Validity : None Ex ia G Zone 0 (United Kingdom) / Validity : None Ex nA G Zone 2 (Europa) / Validity : None Ex nA G Zone 2 (International) / Validity : None Ex nA G Zone 2 (United Kingdom) / Validity : None Ex ia G Zone 0 (Europa) / Validity : None Ex ia G Zone 0 (International) / Validity : None Ex ia G Zone 0 (Korea) / Validity : None Ex ia G Zone 0 (North America) / Validity : None Ex ia G Zone 0 (United Kingdom) / Validity : None Ex nA G Zone 2 (Europa) / Validity : None Ex nA G Zone 2 (International) / Validity : None Ex nA G Zone 2 (United Kingdom) / Validity : None Ex ia G Zone 0 (Europa) / Validity : None Ex ia G Zone 0 (International) / Validity : None Ex ia G Zone 0 (Korea) / Validity : None Ex ia G Zone 0 (North America) / Validity : None Ex ia G Zone 0 (United Kingdom) / Validity : None Ex nA G Zone 2 (Europa) / Validity : None Ex nA G Zone 2 (International) / Validity : None Ex nA G Zone 2 (United Kingdom) / Validity : None Ex ia G Zone 0 (Europa) / Validity : None Ex ia G Zone 0 (International) / Validity : None Ex ia G Zone 0 (Korea) / Validity : None Ex ia G Zone 0 (North America) / Validity : None Ex ia G Zone 0 (United Kingdom) / Validity : None Ex nA G Zone 2 (Europa) / Validity : None Ex nA G Zone 2 (International) / Validity : None Ex nA G Zone 2 (United Kingdom) / Validity : None Ex ia G Zone 0 (Europa) / Validity : None Ex ia G Zone 0 (International) / Validity : None Ex ia G Zone 0 (Korea) / Validity : None Ex ia G Zone 0 (North America) / Validity : None Ex ia G Zone 0 (United Kingdom) / Validity : None Ex nA G Zone 2 (Europa) / Validity : None Ex nA G Zone 2 (International) / Validity : None Ex nA G Zone 2 (United Kingdom) / Validity : None Ex ia G Zone 0 (Europa) / Validity : None Ex ia G Zone 0 (International) / Validity : None Ex ia G Zone 0 (Korea) / Validity : None Ex ia G Zone 0 (North America) / Validity : None Ex ia G Zone 0 (United Kingdom) / Validity : None Ex nA G Zone 2 (Europa) / Validity : None Ex nA G Zone 2 (International) / Validity : None Ex nA G Zone 2 (United Kingdom) / Validity : None Ex ia G Zone 0 (Europa) / Validity : None Ex ia G Zone 0 (International) / Validity : None Ex ia G Zone 0 (Korea) / Validity : None Ex ia G Zone 0 (North America) / Validity : None Ex ia G Zone 0 (United Kingdom) / Validity : None Ex ib G Zone 1 (Japan) / Validity : 22.08.2025 Ex nA G Zone 2 (Europa) / Validity : None Ex nA G Zone 2 (International) / Validity : None Ex nA G Zone 2 (United Kingdom) / Validity : None Ex ia G Zone 0 (Europa) / Validity : None Ex ia G Zone 0 (International) / Validity : None Ex ia G Zone 0 (Korea) / Validity : None Ex ia G Zone 0 (North America) / Validity : None Ex ia G Zone 0 (United Kingdom) / Validity : None Ex nA G Zone 2 (Europa) / Validity : None Ex nA G Zone 2 (International) / Validity : None Ex nA G Zone 2 (United Kingdom) / Validity : None Ex ia G Zone 0 (Europa) / Validity : None Ex ia G Zone 0 (International) / Validity : None Ex ia G Zone 0 (Korea) / Validity : None Ex ia G Zone 0 (North America) / Validity : None Ex ia G Zone 0 (United Kingdom) / Validity : None Ex nA G Zone 2 (Europa) / Validity : None Ex nA G Zone 2 (International) / Validity : None Ex nA G Zone 2 (United Kingdom) / Validity : None Ex ia G Zone 0 (Europa) / Validity : None Ex ia G Zone 0 (International) / Validity : None Ex ia G Zone 0 (Korea) / Validity : None Ex ia G Zone 0 (North America) / Validity : None Ex ia G Zone 0 (United Kingdom) / Validity : None Ex ib G Zone 1 (Japan) / Validity : 24.05.2024 Ex nA G Zone 2 (Europa) / Validity : None Ex nA G Zone 2 (International) / Validity : None Ex nA G Zone 2 (United Kingdom) / Validity : None Ex ia G Zone 0 (Europa) / Validity : None Ex ia G Zone 0 (International) / Validity : None Ex ia G Zone 0 (Korea) / Validity : None Ex ia G Zone 0 (North America) / Validity : None Ex ia G Zone 0 (United Kingdom) / Validity : None Ex nA G Zone 2 (Europa) / Validity : None Ex nA G Zone 2 (International) / Validity : None Ex nA G Zone 2 (United Kingdom) / Validity : None Ex ia G Zone 0 (Europa) / Validity : None Ex ia G Zone 0 (International) / Validity : None Ex ia G Zone 0 (Korea) / Validity : None Ex ia G Zone 0 (North America) / Validity : None Ex ia G Zone 0 (United Kingdom) / Validity : None Ex nA G Zone 2 (Europa) / Validity : None Ex nA G Zone 2 (International) / Validity : None Ex nA G Zone 2 (United Kingdom) / Validity : None Ex ia G Zone 0 (Europa) / Validity : None Ex ia G Zone 0 (International) / Validity : None Ex ia G Zone 0 (Korea) / Validity : None Ex ia G Zone 0 (North America) / Validity : None Ex ia G Zone 0 (United Kingdom) / Validity : None Ex nA G Zone 2 (Europa) / Validity : None Ex nA G Zone 2 (International) / Validity : None Ex nA G Zone 2 (United Kingdom) / Validity : None Ex ia G Zone 0 (Europa) / Validity : None Ex ia G Zone 0 (International) / Validity : None Ex ia G Zone 0 (Korea) / Validity : None Ex ia G Zone 0 (North America) / Validity : None Ex ia G Zone 0 (United Kingdom) / Validity : None Ex nA G Zone 2 (Europa) / Validity : None Ex nA G Zone 2 (International) / Validity : None Ex nA G Zone 2 (United Kingdom) / Validity : None Ex ia G Zone 0 (Europa) / Validity : None Ex ia G Zone 0 (International) / Validity : None Ex ia G Zone 0 (Korea) / Validity : None Ex ia G Zone 0 (North America) / Validity : None Ex ia G Zone 0 (United Kingdom) / Validity : None Ex nA G Zone 2 (Europa) / Validity : None Ex nA G Zone 2 (International) / Validity : None Ex nA G Zone 2 (United Kingdom) / Validity : None Ex ia G Zone 0 (Europa) / Validity : None Ex ia G Zone 0 (International) / Validity : None Ex ia G Zone 0 (Korea) / Validity : None Ex ia G Zone 0 (North America) / Validity : None Ex ia G Zone 0 (United Kingdom) / Validity : None Ex nA G Zone 2 (Europa) / Validity : None Ex nA G Zone 2 (International) / Validity : None Ex nA G Zone 2 (United Kingdom) / Validity : None Ex ia G Zone 0 (Europa) / Validity : None Ex ia G Zone 0 (International) / Validity : None Ex ia G Zone 0 (Korea) / Validity : None Ex ia G Zone 0 (North America) / Validity : None Ex ia G Zone 0 (United Kingdom) / Validity : None Ex nA G Zone 2 (Europa) / Validity : None Ex nA G Zone 2 (International) / Validity : None Ex nA G Zone 2 (United Kingdom) / Validity : None Ex ia G Zone 0 (Europa) / Validity : None Ex ia G Zone 0 (International) / Validity : None Ex ia G Zone 0 (Korea) / Validity : None Ex ia G Zone 0 (North America) / Validity : None Ex ia G Zone 0 (United Kingdom) / Validity : None Ex nA G Zone 2 (Europa) / Validity : None Ex nA G Zone 2 (International) / Validity : None Ex nA G Zone 2 (United Kingdom) / Validity : None Ex ia G Zone 0 (Europa) / Validity : None Ex ia G Zone 0 (International) / Validity : None Ex ia G Zone 0 (Korea) / Validity : None Ex ia G Zone 0 (North America) / Validity : None Ex ia G Zone 0 (United Kingdom) / Validity : None Ex nA G Zone 2 (Europa) / Validity : None Ex nA G Zone 2 (International) / Validity : None Ex nA G Zone 2 (United Kingdom) / Validity : None Ex ia G Zone 0 (Europa) / Validity : None Ex ia G Zone 0 (International) / Validity : None Ex ia G Zone 0 (Korea) / Validity : None Ex ia G Zone 0 (North America) / Validity : None Ex ia G Zone 0 (United Kingdom) / Validity : None Ex nA G Zone 2 (Europa) / Validity : None Ex nA G Zone 2 (International) / Validity : None Ex nA G Zone 2 (United Kingdom) / Validity : None Ex ia G Zone 0 (Europa) / Validity : None Ex ia G Zone 0 (International) / Validity : None Ex ia G Zone 0 (Korea) / Validity : None Ex ia G Zone 0 (North America) / Validity : None Ex ia G Zone 0 (United Kingdom) / Validity : None Ex nA G Zone 2 (Europa) / Validity : None Ex nA G Zone 2 (International) / Validity : None Ex nA G Zone 2 (United Kingdom) / Validity : None Ex ia G Zone 0 (Europa) / Validity : None Ex ia G Zone 0 (International) / Validity : None Ex ia G Zone 0 (Korea) / Validity : None Ex ia G Zone 0 (North America) / Validity : None Ex ia G Zone 0 (United Kingdom) / Validity : None Ex nA G Zone 2 (Europa) / Validity : None Ex nA G Zone 2 (International) / Validity : None Ex nA G Zone 2 (United Kingdom) / Validity : None Ex ia G Zone 0 (Europa) / Validity : None Ex ia G Zone 0 (International) / Validity : None Ex ia G Zone 0 (Korea) / Validity : None Ex ia G Zone 0 (North America) / Validity : None Ex ia G Zone 0 (United Kingdom) / Validity : None Ex nA G Zone 2 (Europa) / Validity : None Ex nA G Zone 2 (International) / Validity : None Ex nA G Zone 2 (United Kingdom) / Validity : None Ex ia G Zone 0 (Europa) / Validity : None Ex ia G Zone 0 (International) / Validity : None Ex ia G Zone 0 (Korea) / Validity : None Ex ia G Zone 0 (North America) / Validity : None Ex ia G Zone 0 (United Kingdom) / Validity : None Ex nA G Zone 2 (Europa) / Validity : None Ex nA G Zone 2 (International) / Validity : None Ex nA G Zone 2 (United Kingdom) / Validity : None Ex ia G Zone 0 (Europa) / Validity : None Ex ia G Zone 0 (International) / Validity : None Ex ia G Zone 0 (Korea) / Validity : None Ex ia G Zone 0 (North America) / Validity : None Ex ia G Zone 0 (United Kingdom) / Validity : None Ex nA G Zone 2 (Europa) / Validity : None Ex nA G Zone 2 (International) / Validity : None Ex nA G Zone 2 (United Kingdom) / Validity : None Ex ia G Zone 0 (Europa) / Validity : None Ex ia G Zone 0 (International) / Validity : None Ex ia G Zone 0 (Korea) / Validity : None Ex ia G Zone 0 (North America) / Validity : None Ex ia G Zone 0 (United Kingdom) / Validity : None Ex nA G Zone 2 (Europa) / Validity : None Ex nA G Zone 2 (International) / Validity : None Ex nA G Zone 2 (United Kingdom) / Validity : None Ex ia G Zone 0 (Europa) / Validity : None Ex ia G Zone 0 (International) / Validity : None Ex ia G Zone 0 (Korea) / Validity : None Ex ia G Zone 0 (North America) / Validity : None Ex ia G Zone 0 (United Kingdom) / Validity : None Ex nA G Zone 2 (Europa) / Validity : None Ex nA G Zone 2 (International) / Validity : None Ex nA G Zone 2 (United Kingdom) / Validity : None Ex ia G Zone 0 (Europa) / Validity : None Ex ia G Zone 0 (International) / Validity : None Ex ia G Zone 0 (Korea) / Validity : None Ex ia G Zone 0 (North America) / Validity : None Ex ia G Zone 0 (United Kingdom) / Validity : None Ex nA G Zone 2 (Europa) / Validity : None Ex nA G Zone 2 (International) / Validity : None Ex nA G Zone 2 (United Kingdom) / Validity : None Ex ia G Zone 0 (Europa) / Validity : None Ex ia G Zone 0 (International) / Validity : None Ex ia G Zone 0 (North America) / Validity : None Ex ia G Zone 0 (United Kingdom) / Validity : None Ex nA G Zone 2 (Europa) / Validity : None Ex nA G Zone 2 (International) / Validity : None Ex nA G Zone 2 (United Kingdom) / Validity : None Ex ia G Zone 0 (Europa) / Validity : None Ex ia G Zone 0 (International) / Validity : None Ex ia G Zone 0 (North America) / Validity : None Ex ia G Zone 0 (United Kingdom) / Validity : None Ex nA G Zone 2 (Europa) / Validity : None Ex nA G Zone 2 (International) / Validity : None Ex nA G Zone 2 (United Kingdom) / Validity : None Ex ia G Zone 0 (Europa) / Validity : None Ex ia G Zone 0 (International) / Validity : None Ex ia G Zone 0 (North America) / Validity : None Ex ia G Zone 0 (United Kingdom) / Validity : None Ex nA G Zone 2 (Europa) / Validity : None Ex nA G Zone 2 (International) / Validity : None Ex nA G Zone 2 (United Kingdom) / Validity : None Ex ia G Zone 0 (Europa) / Validity : None Ex ia G Zone 0 (International) / Validity : None Ex ia G Zone 0 (Korea) / Validity : None Ex ia G Zone 0 (North America) / Validity : None Ex ia G Zone 0 (United Kingdom) / Validity : None Ex nA G Zone 2 (Europa) / Validity : None Ex nA G Zone 2 (International) / Validity : None Ex nA G Zone 2 (United Kingdom) / Validity : None Ex ia G Zone 0 (Europa) / Validity : None Ex ia G Zone 0 (International) / Validity : None Ex ia G Zone 0 (North America) / Validity : None Ex ia G Zone 0 (Russia, Belarus, Kyrgyzstan, Armenia, Kazakhstan) / Validity : 18.02.2026 Ex nA G Zone 2 (Europa) / Validity : None Ex nA G Zone 2 (International) / Validity : None Ex nA G Zone 2 (North America) / Validity : None Ex nA G Zone 2 (Russia, Belarus, Kyrgyzstan, Armenia, Kazakhstan) / Validity : 18.02.2026 | No | No | .
143-502-000-13x | 143-502-000-132 | DocManager | CP502-132 Piezoelectric Dynamic Pressure Sensor | CP502-132 | VM 7/16" high temp connector, 3 m integral MI cable | . | 90pC/bar | -70 | 560 | 2 | 10000 | 7/16"-27UNS-2A | CPxxx, IPC707, GSI127, EC069, EC112, EC119, EC222, MA126, MA Seal, CG505, ABAxxx, JB105, JB116 | . |  |  |  | . | Switzerland | 90262000 |  |  | . | Dynamic Pressure Sensors | Dynamic pressure sensors (CP) | . | Ex ia G Zone 0 (Europa) / Validity : None Ex ia G Zone 0 (International) / Validity : None Ex ia G Zone 0 (Korea) / Validity : None Ex ia G Zone 0 (North America) / Validity : None Ex ia G Zone 0 (United Kingdom) / Validity : None Ex nA G Zone 2 (Europa) / Validity : None Ex nA G Zone 2 (International) / Validity : None Ex nA G Zone 2 (United Kingdom) / Validity : None Ex ia G Zone 0 (Europa) / Validity : None Ex ia G Zone 0 (International) / Validity : None Ex ia G Zone 0 (Korea) / Validity : None Ex ia G Zone 0 (North America) / Validity : None Ex ia G Zone 0 (United Kingdom) / Validity : None Ex nA G Zone 2 (Europa) / Validity : None Ex nA G Zone 2 (International) / Validity : None Ex nA G Zone 2 (United Kingdom) / Validity : None Ex ia G Zone 0 (Europa) / Validity : None Ex ia G Zone 0 (International) / Validity : None Ex ia G Zone 0 (Korea) / Validity : None Ex ia G Zone 0 (North America) / Validity : None Ex ia G Zone 0 (United Kingdom) / Validity : None Ex nA G Zone 2 (Europa) / Validity : None Ex nA G Zone 2 (International) / Validity : None Ex nA G Zone 2 (United Kingdom) / Validity : None Ex ia G Zone 0 (Europa) / Validity : None Ex ia G Zone 0 (International) / Validity : None Ex ia G Zone 0 (Korea) / Validity : None Ex ia G Zone 0 (North America) / Validity : None Ex ia G Zone 0 (United Kingdom) / Validity : None Ex nA G Zone 2 (Europa) / Validity : None Ex nA G Zone 2 (International) / Validity : None Ex nA G Zone 2 (United Kingdom) / Validity : None Ex ia G Zone 0 (Europa) / Validity : None Ex ia G Zone 0 (International) / Validity : None Ex ia G Zone 0 (Korea) / Validity : None Ex ia G Zone 0 (North America) / Validity : None Ex ia G Zone 0 (United Kingdom) / Validity : None Ex nA G Zone 2 (Europa) / Validity : None Ex nA G Zone 2 (International) / Validity : None Ex nA G Zone 2 (United Kingdom) / Validity : None Ex ia G Zone 0 (Europa) / Validity : None Ex ia G Zone 0 (International) / Validity : None Ex ia G Zone 0 (Korea) / Validity : None Ex ia G Zone 0 (North America) / Validity : None Ex ia G Zone 0 (United Kingdom) / Validity : None Ex nA G Zone 2 (Europa) / Validity : None Ex nA G Zone 2 (International) / Validity : None Ex nA G Zone 2 (United Kingdom) / Validity : None Ex ia G Zone 0 (Europa) / Validity : None Ex ia G Zone 0 (International) / Validity : None Ex ia G Zone 0 (Korea) / Validity : None Ex ia G Zone 0 (North America) / Validity : None Ex ia G Zone 0 (United Kingdom) / Validity : None Ex nA G Zone 2 (Europa) / Validity : None Ex nA G Zone 2 (International) / Validity : None Ex nA G Zone 2 (United Kingdom) / Validity : None Ex ia G Zone 0 (Europa) / Validity : None Ex ia G Zone 0 (International) / Validity : None Ex ia G Zone 0 (Korea) / Validity : None Ex ia G Zone 0 (North America) / Validity : None Ex ia G Zone 0 (United Kingdom) / Validity : None Ex nA G Zone 2 (Europa) / Validity : None Ex nA G Zone 2 (International) / Validity : None Ex nA G Zone 2 (United Kingdom) / Validity : None Ex ia G Zone 0 (Europa) / Validity : None Ex ia G Zone 0 (International) / Validity : None Ex ia G Zone 0 (Korea) / Validity : None Ex ia G Zone 0 (North America) / Validity : None Ex ia G Zone 0 (United Kingdom) / Validity : None Ex nA G Zone 2 (Europa) / Validity : None Ex nA G Zone 2 (International) / Validity : None Ex nA G Zone 2 (United Kingdom) / Validity : None Ex ia G Zone 0 (Europa) / Validity : None Ex ia G Zone 0 (International) / Validity : None Ex ia G Zone 0 (Korea) / Validity : None Ex ia G Zone 0 (North America) / Validity : None Ex ia G Zone 0 (United Kingdom) / Validity : None Ex nA G Zone 2 (Europa) / Validity : None Ex nA G Zone 2 (International) / Validity : None Ex nA G Zone 2 (United Kingdom) / Validity : None Ex ia G Zone 0 (Europa) / Validity : None Ex ia G Zone 0 (International) / Validity : None Ex ia G Zone 0 (Korea) / Validity : None Ex ia G Zone 0 (North America) / Validity : None Ex ia G Zone 0 (United Kingdom) / Validity : None Ex nA G Zone 2 (Europa) / Validity : None Ex nA G Zone 2 (International) / Validity : None Ex nA G Zone 2 (United Kingdom) / Validity : None Ex ia G Zone 0 (Europa) / Validity : None Ex ia G Zone 0 (International) / Validity : None Ex ia G Zone 0 (Korea) / Validity : None Ex ia G Zone 0 (North America) / Validity : None Ex ia G Zone 0 (United Kingdom) / Validity : None Ex nA G Zone 2 (Europa) / Validity : None Ex nA G Zone 2 (International) / Validity : None Ex nA G Zone 2 (United Kingdom) / Validity : None Ex ia G Zone 0 (Europa) / Validity : None Ex ia G Zone 0 (International) / Validity : None Ex ia G Zone 0 (Korea) / Validity : None Ex ia G Zone 0 (North America) / Validity : None Ex ia G Zone 0 (United Kingdom) / Validity : None Ex nA G Zone 2 (Europa) / Validity : None Ex nA G Zone 2 (International) / Validity : None Ex nA G Zone 2 (United Kingdom) / Validity : None Ex ia G Zone 0 (Europa) / Validity : None Ex ia G Zone 0 (International) / Validity : None Ex ia G Zone 0 (Korea) / Validity : None Ex ia G Zone 0 (North America) / Validity : None Ex ia G Zone 0 (United Kingdom) / Validity : None Ex nA G Zone 2 (Europa) / Validity : None Ex nA G Zone 2 (International) / Validity : None Ex nA G Zone 2 (United Kingdom) / Validity : None Ex ia G Zone 0 (Europa) / Validity : None Ex ia G Zone 0 (International) / Validity : None Ex ia G Zone 0 (Korea) / Validity : None Ex ia G Zone 0 (North America) / Validity : None Ex ia G Zone 0 (United Kingdom) / Validity : None Ex nA G Zone 2 (Europa) / Validity : None Ex nA G Zone 2 (International) / Validity : None Ex nA G Zone 2 (United Kingdom) / Validity : None Ex ia G Zone 0 (Europa) / Validity : None Ex ia G Zone 0 (International) / Validity : None Ex ia G Zone 0 (Korea) / Validity : None Ex ia G Zone 0 (North America) / Validity : None Ex ia G Zone 0 (United Kingdom) / Validity : None Ex nA G Zone 2 (Europa) / Validity : None Ex nA G Zone 2 (International) / Validity : None Ex nA G Zone 2 (United Kingdom) / Validity : None Ex ia G Zone 0 (Europa) / Validity : None Ex ia G Zone 0 (International) / Validity : None Ex ia G Zone 0 (Korea) / Validity : None Ex ia G Zone 0 (North America) / Validity : None Ex ia G Zone 0 (United Kingdom) / Validity : None Ex nA G Zone 2 (Europa) / Validity : None Ex nA G Zone 2 (International) / Validity : None Ex nA G Zone 2 (United Kingdom) / Validity : None Ex ia G Zone 0 (Europa) / Validity : None Ex ia G Zone 0 (International) / Validity : None Ex ia G Zone 0 (Korea) / Validity : None Ex ia G Zone 0 (North America) / Validity : None Ex ia G Zone 0 (United Kingdom) / Validity : None Ex nA G Zone 2 (Europa) / Validity : None Ex nA G Zone 2 (International) / Validity : None Ex nA G Zone 2 (United Kingdom) / Validity : None Ex ia G Zone 0 (Europa) / Validity : None Ex ia G Zone 0 (International) / Validity : None Ex ia G Zone 0 (Korea) / Validity : None Ex ia G Zone 0 (North America) / Validity : None Ex ia G Zone 0 (United Kingdom) / Validity : None Ex nA G Zone 2 (Europa) / Validity : None Ex nA G Zone 2 (International) / Validity : None Ex nA G Zone 2 (United Kingdom) / Validity : None Ex ia G Zone 0 (Europa) / Validity : None Ex ia G Zone 0 (International) / Validity : None Ex ia G Zone 0 (Korea) / Validity : None Ex ia G Zone 0 (North America) / Validity : None Ex ia G Zone 0 (United Kingdom) / Validity : None Ex nA G Zone 2 (Europa) / Validity : None Ex nA G Zone 2 (International) / Validity : None Ex nA G Zone 2 (United Kingdom) / Validity : None Ex ia G Zone 0 (Europa) / Validity : None Ex ia G Zone 0 (International) / Validity : None Ex ia G Zone 0 (Korea) / Validity : None Ex ia G Zone 0 (North America) / Validity : None Ex ia G Zone 0 (United Kingdom) / Validity : None Ex nA G Zone 2 (Europa) / Validity : None Ex nA G Zone 2 (International) / Validity : None Ex nA G Zone 2 (United Kingdom) / Validity : None Ex ia G Zone 0 (Europa) / Validity : None Ex ia G Zone 0 (International) / Validity : None Ex ia G Zone 0 (Korea) / Validity : None Ex ia G Zone 0 (North America) / Validity : None Ex ia G Zone 0 (United Kingdom) / Validity : None Ex nA G Zone 2 (Europa) / Validity : None Ex nA G Zone 2 (International) / Validity : None Ex nA G Zone 2 (United Kingdom) / Validity : None Ex ia G Zone 0 (Europa) / Validity : None Ex ia G Zone 0 (International) / Validity : None Ex ia G Zone 0 (Korea) / Validity : None Ex ia G Zone 0 (North America) / Validity : None Ex ia G Zone 0 (United Kingdom) / Validity : None Ex nA G Zone 2 (Europa) / Validity : None Ex nA G Zone 2 (International) / Validity : None Ex nA G Zone 2 (United Kingdom) / Validity : None Ex ia G Zone 0 (Europa) / Validity : None Ex ia G Zone 0 (International) / Validity : None Ex ia G Zone 0 (Korea) / Validity : None Ex ia G Zone 0 (North America) / Validity : None Ex ia G Zone 0 (United Kingdom) / Validity : None Ex nA G Zone 2 (Europa) / Validity : None Ex nA G Zone 2 (International) / Validity : None Ex nA G Zone 2 (United Kingdom) / Validity : None Ex ia G Zone 0 (Europa) / Validity : None Ex ia G Zone 0 (International) / Validity : None Ex ia G Zone 0 (Korea) / Validity : None Ex ia G Zone 0 (North America) / Validity : None Ex ia G Zone 0 (United Kingdom) / Validity : None Ex nA G Zone 2 (Europa) / Validity : None Ex nA G Zone 2 (International) / Validity : None Ex nA G Zone 2 (United Kingdom) / Validity : None Ex ia G Zone 0 (Europa) / Validity : None Ex ia G Zone 0 (International) / Validity : None Ex ia G Zone 0 (North America) / Validity : None Ex ia G Zone 0 (United Kingdom) / Validity : None Ex nA G Zone 2 (Europa) / Validity : None Ex nA G Zone 2 (International) / Validity : None Ex nA G Zone 2 (United Kingdom) / Validity : None Ex ia G Zone 0 (Europa) / Validity : None Ex ia G Zone 0 (International) / Validity : None Ex ia G Zone 0 (North America) / Validity : None Ex ia G Zone 0 (United Kingdom) / Validity : None Ex nA G Zone 2 (Europa) / Validity : None Ex nA G Zone 2 (International) / Validity : None Ex nA G Zone 2 (United Kingdom) / Validity : None Ex ia G Zone 0 (Europa) / Validity : None Ex ia G Zone 0 (International) / Validity : None Ex ia G Zone 0 (North America) / Validity : None Ex ia G Zone 0 (United Kingdom) / Validity : None Ex nA G Zone 2 (Europa) / Validity : None Ex nA G Zone 2 (International) / Validity : None Ex nA G Zone 2 (United Kingdom) / Validity : None Ex ia G Zone 0 (Europa) / Validity : None Ex ia G Zone 0 (International) / Validity : None Ex ia G Zone 0 (North America) / Validity : None Ex ia G Zone 0 (United Kingdom) / Validity : None Ex nA G Zone 2 (Europa) / Validity : None Ex nA G Zone 2 (International) / Validity : None Ex nA G Zone 2 (United Kingdom) / Validity : None Ex ia G Zone 0 (Europa) / Validity : None Ex ia G Zone 0 (International) / Validity : None Ex ia G Zone 0 (Korea) / Validity : None Ex ia G Zone 0 (North America) / Validity : None Ex ia G Zone 0 (United Kingdom) / Validity : None Ex nA G Zone 2 (Europa) / Validity : None Ex nA G Zone 2 (International) / Validity : None Ex nA G Zone 2 (United Kingdom) / Validity : None Ex ia G Zone 0 (Europa) / Validity : None Ex ia G Zone 0 (International) / Validity : None Ex ia G Zone 0 (Korea) / Validity : None Ex ia G Zone 0 (North America) / Validity : None Ex ia G Zone 0 (United Kingdom) / Validity : None Ex nA G Zone 2 (Europa) / Validity : None Ex nA G Zone 2 (International) / Validity : None Ex nA G Zone 2 (United Kingdom) / Validity : None Ex ia G Zone 0 (Europa) / Validity : None Ex ia G Zone 0 (International) / Validity : None Ex ia G Zone 0 (Korea) / Validity : None Ex ia G Zone 0 (North America) / Validity : None Ex ia G Zone 0 (United Kingdom) / Validity : None Ex nA G Zone 2 (Europa) / Validity : None Ex nA G Zone 2 (International) / Validity : None Ex nA G Zone 2 (United Kingdom) / Validity : None Ex ia G Zone 0 (Europa) / Validity : None Ex ia G Zone 0 (International) / Validity : None Ex ia G Zone 0 (Korea) / Validity : None Ex ia G Zone 0 (North America) / Validity : None Ex ia G Zone 0 (United Kingdom) / Validity : None Ex nA G Zone 2 (Europa) / Validity : None Ex nA G Zone 2 (International) / Validity : None Ex nA G Zone 2 (United Kingdom) / Validity : None Ex ia G Zone 0 (Europa) / Validity : None Ex ia G Zone 0 (International) / Validity : None Ex ia G Zone 0 (Korea) / Validity : None Ex ia G Zone 0 (North America) / Validity : None Ex ia G Zone 0 (United Kingdom) / Validity : None Ex nA G Zone 2 (Europa) / Validity : None Ex nA G Zone 2 (International) / Validity : None Ex nA G Zone 2 (United Kingdom) / Validity : None Ex ia G Zone 0 (Europa) / Validity : None Ex ia G Zone 0 (International) / Validity : None Ex ia G Zone 0 (Korea) / Validity : None Ex ia G Zone 0 (North America) / Validity : None Ex ia G Zone 0 (United Kingdom) / Validity : None Ex ib G Zone 1 (Japan) / Validity : 22.08.2025 Ex nA G Zone 2 (Europa) / Validity : None Ex nA G Zone 2 (International) / Validity : None Ex nA G Zone 2 (United Kingdom) / Validity : None Ex ia G Zone 0 (Europa) / Validity : None Ex ia G Zone 0 (International) / Validity : None Ex ia G Zone 0 (Korea) / Validity : None Ex ia G Zone 0 (North America) / Validity : None Ex ia G Zone 0 (United Kingdom) / Validity : None Ex nA G Zone 2 (Europa) / Validity : None Ex nA G Zone 2 (International) / Validity : None Ex nA G Zone 2 (United Kingdom) / Validity : None Ex ia G Zone 0 (Europa) / Validity : None Ex ia G Zone 0 (International) / Validity : None Ex ia G Zone 0 (Korea) / Validity : None Ex ia G Zone 0 (North America) / Validity : None Ex ia G Zone 0 (United Kingdom) / Validity : None Ex nA G Zone 2 (Europa) / Validity : None Ex nA G Zone 2 (International) / Validity : None Ex nA G Zone 2 (United Kingdom) / Validity : None Ex ia G Zone 0 (Europa) / Validity : None Ex ia G Zone 0 (International) / Validity : None Ex ia G Zone 0 (Korea) / Validity : None Ex ia G Zone 0 (North America) / Validity : None Ex ia G Zone 0 (United Kingdom) / Validity : None Ex ib G Zone 1 (Japan) / Validity : 24.05.2024 Ex nA G Zone 2 (Europa) / Validity : None Ex nA G Zone 2 (International) / Validity : None Ex nA G Zone 2 (United Kingdom) / Validity : None Ex ia G Zone 0 (Europa) / Validity : None Ex ia G Zone 0 (International) / Validity : None Ex ia G Zone 0 (Korea) / Validity : None Ex ia G Zone 0 (North America) / Validity : None Ex ia G Zone 0 (United Kingdom) / Validity : None Ex nA G Zone 2 (Europa) / Validity : None Ex nA G Zone 2 (International) / Validity : None Ex nA G Zone 2 (United Kingdom) / Validity : None Ex ia G Zone 0 (Europa) / Validity : None Ex ia G Zone 0 (International) / Validity : None Ex ia G Zone 0 (Korea) / Validity : None Ex ia G Zone 0 (North America) / Validity : None Ex ia G Zone 0 (United Kingdom) / Validity : None Ex nA G Zone 2 (Europa) / Validity : None Ex nA G Zone 2 (International) / Validity : None Ex nA G Zone 2 (United Kingdom) / Validity : None Ex ia G Zone 0 (Europa) / Validity : None Ex ia G Zone 0 (International) / Validity : None Ex ia G Zone 0 (Korea) / Validity : None Ex ia G Zone 0 (North America) / Validity : None Ex ia G Zone 0 (United Kingdom) / Validity : None Ex nA G Zone 2 (Europa) / Validity : None Ex nA G Zone 2 (International) / Validity : None Ex nA G Zone 2 (United Kingdom) / Validity : None Ex ia G Zone 0 (Europa) / Validity : None Ex ia G Zone 0 (International) / Validity : None Ex ia G Zone 0 (Korea) / Validity : None Ex ia G Zone 0 (North America) / Validity : None Ex ia G Zone 0 (United Kingdom) / Validity : None Ex nA G Zone 2 (Europa) / Validity : None Ex nA G Zone 2 (International) / Validity : None Ex nA G Zone 2 (United Kingdom) / Validity : None Ex ia G Zone 0 (Europa) / Validity : None Ex ia G Zone 0 (International) / Validity : None Ex ia G Zone 0 (Korea) / Validity : None Ex ia G Zone 0 (North America) / Validity : None Ex ia G Zone 0 (United Kingdom) / Validity : None Ex nA G Zone 2 (Europa) / Validity : None Ex nA G Zone 2 (International) / Validity : None Ex nA G Zone 2 (United Kingdom) / Validity : None Ex ia G Zone 0 (Europa) / Validity : None Ex ia G Zone 0 (International) / Validity : None Ex ia G Zone 0 (Korea) / Validity : None Ex ia G Zone 0 (North America) / Validity : None Ex ia G Zone 0 (United Kingdom) / Validity : None Ex nA G Zone 2 (Europa) / Validity : None Ex nA G Zone 2 (International) / Validity : None Ex nA G Zone 2 (United Kingdom) / Validity : None Ex ia G Zone 0 (Europa) / Validity : None Ex ia G Zone 0 (International) / Validity : None Ex ia G Zone 0 (Korea) / Validity : None Ex ia G Zone 0 (North America) / Validity : None Ex ia G Zone 0 (United Kingdom) / Validity : None Ex nA G Zone 2 (Europa) / Validity : None Ex nA G Zone 2 (International) / Validity : None Ex nA G Zone 2 (United Kingdom) / Validity : None Ex ia G Zone 0 (Europa) / Validity : None Ex ia G Zone 0 (International) / Validity : None Ex ia G Zone 0 (Korea) / Validity : None Ex ia G Zone 0 (North America) / Validity : None Ex ia G Zone 0 (United Kingdom) / Validity : None Ex nA G Zone 2 (Europa) / Validity : None Ex nA G Zone 2 (International) / Validity : None Ex nA G Zone 2 (United Kingdom) / Validity : None Ex ia G Zone 0 (Europa) / Validity : None Ex ia G Zone 0 (International) / Validity : None Ex ia G Zone 0 (Korea) / Validity : None Ex ia G Zone 0 (North America) / Validity : None Ex ia G Zone 0 (United Kingdom) / Validity : None Ex nA G Zone 2 (Europa) / Validity : None Ex nA G Zone 2 (International) / Validity : None Ex nA G Zone 2 (United Kingdom) / Validity : None Ex ia G Zone 0 (Europa) / Validity : None Ex ia G Zone 0 (International) / Validity : None Ex ia G Zone 0 (Korea) / Validity : None Ex ia G Zone 0 (North America) / Validity : None Ex ia G Zone 0 (United Kingdom) / Validity : None Ex nA G Zone 2 (Europa) / Validity : None Ex nA G Zone 2 (International) / Validity : None Ex nA G Zone 2 (United Kingdom) / Validity : None Ex ia G Zone 0 (Europa) / Validity : None Ex ia G Zone 0 (International) / Validity : None Ex ia G Zone 0 (Korea) / Validity : None Ex ia G Zone 0 (North America) / Validity : None Ex ia G Zone 0 (United Kingdom) / Validity : None Ex nA G Zone 2 (Europa) / Validity : None Ex nA G Zone 2 (International) / Validity : None Ex nA G Zone 2 (United Kingdom) / Validity : None Ex ia G Zone 0 (Europa) / Validity : None Ex ia G Zone 0 (International) / Validity : None Ex ia G Zone 0 (Korea) / Validity : None Ex ia G Zone 0 (North America) / Validity : None Ex ia G Zone 0 (United Kingdom) / Validity : None Ex nA G Zone 2 (Europa) / Validity : None Ex nA G Zone 2 (International) / Validity : None Ex nA G Zone 2 (United Kingdom) / Validity : None Ex ia G Zone 0 (Europa) / Validity : None Ex ia G Zone 0 (International) / Validity : None Ex ia G Zone 0 (Korea) / Validity : None Ex ia G Zone 0 (North America) / Validity : None Ex ia G Zone 0 (United Kingdom) / Validity : None Ex nA G Zone 2 (Europa) / Validity : None Ex nA G Zone 2 (International) / Validity : None Ex nA G Zone 2 (United Kingdom) / Validity : None Ex ia G Zone 0 (Europa) / Validity : None Ex ia G Zone 0 (International) / Validity : None Ex ia G Zone 0 (Korea) / Validity : None Ex ia G Zone 0 (North America) / Validity : None Ex ia G Zone 0 (United Kingdom) / Validity : None Ex nA G Zone 2 (Europa) / Validity : None Ex nA G Zone 2 (International) / Validity : None Ex nA G Zone 2 (United Kingdom) / Validity : None Ex ia G Zone 0 (Europa) / Validity : None Ex ia G Zone 0 (International) / Validity : None Ex ia G Zone 0 (Korea) / Validity : None Ex ia G Zone 0 (North America) / Validity : None Ex ia G Zone 0 (United Kingdom) / Validity : None Ex nA G Zone 2 (Europa) / Validity : None Ex nA G Zone 2 (International) / Validity : None Ex nA G Zone 2 (United Kingdom) / Validity : None Ex ia G Zone 0 (Europa) / Validity : None Ex ia G Zone 0 (International) / Validity : None Ex ia G Zone 0 (Korea) / Validity : None Ex ia G Zone 0 (North America) / Validity : None Ex ia G Zone 0 (United Kingdom) / Validity : None Ex nA G Zone 2 (Europa) / Validity : None Ex nA G Zone 2 (International) / Validity : None Ex nA G Zone 2 (United Kingdom) / Validity : None Ex ia G Zone 0 (Europa) / Validity : None Ex ia G Zone 0 (International) / Validity : None Ex ia G Zone 0 (Korea) / Validity : None Ex ia G Zone 0 (North America) / Validity : None Ex ia G Zone 0 (United Kingdom) / Validity : None Ex nA G Zone 2 (Europa) / Validity : None Ex nA G Zone 2 (International) / Validity : None Ex nA G Zone 2 (United Kingdom) / Validity : None Ex ia G Zone 0 (Europa) / Validity : None Ex ia G Zone 0 (International) / Validity : None Ex ia G Zone 0 (Korea) / Validity : None Ex ia G Zone 0 (North America) / Validity : None Ex ia G Zone 0 (United Kingdom) / Validity : None Ex nA G Zone 2 (Europa) / Validity : None Ex nA G Zone 2 (International) / Validity : None Ex nA G Zone 2 (United Kingdom) / Validity : None Ex ia G Zone 0 (Europa) / Validity : None Ex ia G Zone 0 (International) / Validity : None Ex ia G Zone 0 (North America) / Validity : None Ex ia G Zone 0 (United Kingdom) / Validity : None Ex nA G Zone 2 (Europa) / Validity : None Ex nA G Zone 2 (International) / Validity : None Ex nA G Zone 2 (United Kingdom) / Validity : None Ex ia G Zone 0 (Europa) / Validity : None Ex ia G Zone 0 (International) / Validity : None Ex ia G Zone 0 (North America) / Validity : None Ex ia G Zone 0 (United Kingdom) / Validity : None Ex nA G Zone 2 (Europa) / Validity : None Ex nA G Zone 2 (International) / Validity : None Ex nA G Zone 2 (United Kingdom) / Validity : None Ex ia G Zone 0 (Europa) / Validity : None Ex ia G Zone 0 (International) / Validity : None Ex ia G Zone 0 (North America) / Validity : None Ex ia G Zone 0 (United Kingdom) / Validity : None Ex nA G Zone 2 (Europa) / Validity : None Ex nA G Zone 2 (International) / Validity : None Ex nA G Zone 2 (United Kingdom) / Validity : None Ex ia G Zone 0 (Europa) / Validity : None Ex ia G Zone 0 (International) / Validity : None Ex ia G Zone 0 (Korea) / Validity : None Ex ia G Zone 0 (North America) / Validity : None Ex ia G Zone 0 (United Kingdom) / Validity : None Ex nA G Zone 2 (Europa) / Validity : None Ex nA G Zone 2 (International) / Validity : None Ex nA G Zone 2 (United Kingdom) / Validity : None Ex ia G Zone 0 (Europa) / Validity : None Ex ia G Zone 0 (International) / Validity : None Ex ia G Zone 0 (North America) / Validity : None Ex ia G Zone 0 (Russia, Belarus, Kyrgyzstan, Armenia, Kazakhstan) / Validity : 18.02.2026 Ex nA G Zone 2 (Europa) / Validity : None Ex nA G Zone 2 (International) / Validity : None Ex nA G Zone 2 (North America) / Validity : None Ex nA G Zone 2 (Russia, Belarus, Kyrgyzstan, Armenia, Kazakhstan) / Validity : 18.02.2026 | No | No | .
143-502-000-14x | 143-502-000-142 | DocManager | CP502-142 Piezoelectric Dynamic Pressure Sensor | CP502-142 | VM 7/16" high temp connector, 5 m integral MI cable | . | 90pC/bar | -70 | 560 | 2 | 10000 | 7/16"-27UNS-2A | CPxxx, IPC707, GSI127, EC069, EC112, EC119, EC222, MA126, MA Seal, CG505, ABAxxx, JB105, JB116 | . |  |  |  | . | Switzerland | 90262000 |  |  | . | Dynamic Pressure Sensors | Dynamic pressure sensors (CP) | . | Ex ia G Zone 0 (Europa) / Validity : None Ex ia G Zone 0 (International) / Validity : None Ex ia G Zone 0 (Korea) / Validity : None Ex ia G Zone 0 (North America) / Validity : None Ex ia G Zone 0 (United Kingdom) / Validity : None Ex nA G Zone 2 (Europa) / Validity : None Ex nA G Zone 2 (International) / Validity : None Ex nA G Zone 2 (United Kingdom) / Validity : None Ex ia G Zone 0 (Europa) / Validity : None Ex ia G Zone 0 (International) / Validity : None Ex ia G Zone 0 (Korea) / Validity : None Ex ia G Zone 0 (North America) / Validity : None Ex ia G Zone 0 (United Kingdom) / Validity : None Ex nA G Zone 2 (Europa) / Validity : None Ex nA G Zone 2 (International) / Validity : None Ex nA G Zone 2 (United Kingdom) / Validity : None Ex ia G Zone 0 (Europa) / Validity : None Ex ia G Zone 0 (International) / Validity : None Ex ia G Zone 0 (Korea) / Validity : None Ex ia G Zone 0 (North America) / Validity : None Ex ia G Zone 0 (United Kingdom) / Validity : None Ex nA G Zone 2 (Europa) / Validity : None Ex nA G Zone 2 (International) / Validity : None Ex nA G Zone 2 (United Kingdom) / Validity : None Ex ia G Zone 0 (Europa) / Validity : None Ex ia G Zone 0 (International) / Validity : None Ex ia G Zone 0 (Korea) / Validity : None Ex ia G Zone 0 (North America) / Validity : None Ex ia G Zone 0 (United Kingdom) / Validity : None Ex nA G Zone 2 (Europa) / Validity : None Ex nA G Zone 2 (International) / Validity : None Ex nA G Zone 2 (United Kingdom) / Validity : None Ex ia G Zone 0 (Europa) / Validity : None Ex ia G Zone 0 (International) / Validity : None Ex ia G Zone 0 (Korea) / Validity : None Ex ia G Zone 0 (North America) / Validity : None Ex ia G Zone 0 (United Kingdom) / Validity : None Ex nA G Zone 2 (Europa) / Validity : None Ex nA G Zone 2 (International) / Validity : None Ex nA G Zone 2 (United Kingdom) / Validity : None Ex ia G Zone 0 (Europa) / Validity : None Ex ia G Zone 0 (International) / Validity : None Ex ia G Zone 0 (Korea) / Validity : None Ex ia G Zone 0 (North America) / Validity : None Ex ia G Zone 0 (United Kingdom) / Validity : None Ex nA G Zone 2 (Europa) / Validity : None Ex nA G Zone 2 (International) / Validity : None Ex nA G Zone 2 (United Kingdom) / Validity : None Ex ia G Zone 0 (Europa) / Validity : None Ex ia G Zone 0 (International) / Validity : None Ex ia G Zone 0 (Korea) / Validity : None Ex ia G Zone 0 (North America) / Validity : None Ex ia G Zone 0 (United Kingdom) / Validity : None Ex nA G Zone 2 (Europa) / Validity : None Ex nA G Zone 2 (International) / Validity : None Ex nA G Zone 2 (United Kingdom) / Validity : None Ex ia G Zone 0 (Europa) / Validity : None Ex ia G Zone 0 (International) / Validity : None Ex ia G Zone 0 (Korea) / Validity : None Ex ia G Zone 0 (North America) / Validity : None Ex ia G Zone 0 (United Kingdom) / Validity : None Ex nA G Zone 2 (Europa) / Validity : None Ex nA G Zone 2 (International) / Validity : None Ex nA G Zone 2 (United Kingdom) / Validity : None Ex ia G Zone 0 (Europa) / Validity : None Ex ia G Zone 0 (International) / Validity : None Ex ia G Zone 0 (Korea) / Validity : None Ex ia G Zone 0 (North America) / Validity : None Ex ia G Zone 0 (United Kingdom) / Validity : None Ex nA G Zone 2 (Europa) / Validity : None Ex nA G Zone 2 (International) / Validity : None Ex nA G Zone 2 (United Kingdom) / Validity : None Ex ia G Zone 0 (Europa) / Validity : None Ex ia G Zone 0 (International) / Validity : None Ex ia G Zone 0 (Korea) / Validity : None Ex ia G Zone 0 (North America) / Validity : None Ex ia G Zone 0 (United Kingdom) / Validity : None Ex nA G Zone 2 (Europa) / Validity : None Ex nA G Zone 2 (International) / Validity : None Ex nA G Zone 2 (United Kingdom) / Validity : None Ex ia G Zone 0 (Europa) / Validity : None Ex ia G Zone 0 (International) / Validity : None Ex ia G Zone 0 (Korea) / Validity : None Ex ia G Zone 0 (North America) / Validity : None Ex ia G Zone 0 (United Kingdom) / Validity : None Ex nA G Zone 2 (Europa) / Validity : None Ex nA G Zone 2 (International) / Validity : None Ex nA G Zone 2 (United Kingdom) / Validity : None Ex ia G Zone 0 (Europa) / Validity : None Ex ia G Zone 0 (International) / Validity : None Ex ia G Zone 0 (Korea) / Validity : None Ex ia G Zone 0 (North America) / Validity : None Ex ia G Zone 0 (United Kingdom) / Validity : None Ex nA G Zone 2 (Europa) / Validity : None Ex nA G Zone 2 (International) / Validity : None Ex nA G Zone 2 (United Kingdom) / Validity : None Ex ia G Zone 0 (Europa) / Validity : None Ex ia G Zone 0 (International) / Validity : None Ex ia G Zone 0 (Korea) / Validity : None Ex ia G Zone 0 (North America) / Validity : None Ex ia G Zone 0 (United Kingdom) / Validity : None Ex nA G Zone 2 (Europa) / Validity : None Ex nA G Zone 2 (International) / Validity : None Ex nA G Zone 2 (United Kingdom) / Validity : None Ex ia G Zone 0 (Europa) / Validity : None Ex ia G Zone 0 (International) / Validity : None Ex ia G Zone 0 (Korea) / Validity : None Ex ia G Zone 0 (North America) / Validity : None Ex ia G Zone 0 (United Kingdom) / Validity : None Ex nA G Zone 2 (Europa) / Validity : None Ex nA G Zone 2 (International) / Validity : None Ex nA G Zone 2 (United Kingdom) / Validity : None Ex ia G Zone 0 (Europa) / Validity : None Ex ia G Zone 0 (International) / Validity : None Ex ia G Zone 0 (Korea) / Validity : None Ex ia G Zone 0 (North America) / Validity : None Ex ia G Zone 0 (United Kingdom) / Validity : None Ex nA G Zone 2 (Europa) / Validity : None Ex nA G Zone 2 (International) / Validity : None Ex nA G Zone 2 (United Kingdom) / Validity : None Ex ia G Zone 0 (Europa) / Validity : None Ex ia G Zone 0 (International) / Validity : None Ex ia G Zone 0 (Korea) / Validity : None Ex ia G Zone 0 (North America) / Validity : None Ex ia G Zone 0 (United Kingdom) / Validity : None Ex nA G Zone 2 (Europa) / Validity : None Ex nA G Zone 2 (International) / Validity : None Ex nA G Zone 2 (United Kingdom) / Validity : None Ex ia G Zone 0 (Europa) / Validity : None Ex ia G Zone 0 (International) / Validity : None Ex ia G Zone 0 (Korea) / Validity : None Ex ia G Zone 0 (North America) / Validity : None Ex ia G Zone 0 (United Kingdom) / Validity : None Ex nA G Zone 2 (Europa) / Validity : None Ex nA G Zone 2 (International) / Validity : None Ex nA G Zone 2 (United Kingdom) / Validity : None Ex ia G Zone 0 (Europa) / Validity : None Ex ia G Zone 0 (International) / Validity : None Ex ia G Zone 0 (Korea) / Validity : None Ex ia G Zone 0 (North America) / Validity : None Ex ia G Zone 0 (United Kingdom) / Validity : None Ex nA G Zone 2 (Europa) / Validity : None Ex nA G Zone 2 (International) / Validity : None Ex nA G Zone 2 (United Kingdom) / Validity : None Ex ia G Zone 0 (Europa) / Validity : None Ex ia G Zone 0 (International) / Validity : None Ex ia G Zone 0 (Korea) / Validity : None Ex ia G Zone 0 (North America) / Validity : None Ex ia G Zone 0 (United Kingdom) / Validity : None Ex nA G Zone 2 (Europa) / Validity : None Ex nA G Zone 2 (International) / Validity : None Ex nA G Zone 2 (United Kingdom) / Validity : None Ex ia G Zone 0 (Europa) / Validity : None Ex ia G Zone 0 (International) / Validity : None Ex ia G Zone 0 (Korea) / Validity : None Ex ia G Zone 0 (North America) / Validity : None Ex ia G Zone 0 (United Kingdom) / Validity : None Ex nA G Zone 2 (Europa) / Validity : None Ex nA G Zone 2 (International) / Validity : None Ex nA G Zone 2 (United Kingdom) / Validity : None Ex ia G Zone 0 (Europa) / Validity : None Ex ia G Zone 0 (International) / Validity : None Ex ia G Zone 0 (Korea) / Validity : None Ex ia G Zone 0 (North America) / Validity : None Ex ia G Zone 0 (United Kingdom) / Validity : None Ex nA G Zone 2 (Europa) / Validity : None Ex nA G Zone 2 (International) / Validity : None Ex nA G Zone 2 (United Kingdom) / Validity : None Ex ia G Zone 0 (Europa) / Validity : None Ex ia G Zone 0 (International) / Validity : None Ex ia G Zone 0 (Korea) / Validity : None Ex ia G Zone 0 (North America) / Validity : None Ex ia G Zone 0 (United Kingdom) / Validity : None Ex nA G Zone 2 (Europa) / Validity : None Ex nA G Zone 2 (International) / Validity : None Ex nA G Zone 2 (United Kingdom) / Validity : None Ex ia G Zone 0 (Europa) / Validity : None Ex ia G Zone 0 (International) / Validity : None Ex ia G Zone 0 (Korea) / Validity : None Ex ia G Zone 0 (North America) / Validity : None Ex ia G Zone 0 (United Kingdom) / Validity : None Ex nA G Zone 2 (Europa) / Validity : None Ex nA G Zone 2 (International) / Validity : None Ex nA G Zone 2 (United Kingdom) / Validity : None Ex ia G Zone 0 (Europa) / Validity : None Ex ia G Zone 0 (International) / Validity : None Ex ia G Zone 0 (Korea) / Validity : None Ex ia G Zone 0 (North America) / Validity : None Ex ia G Zone 0 (United Kingdom) / Validity : None Ex nA G Zone 2 (Europa) / Validity : None Ex nA G Zone 2 (International) / Validity : None Ex nA G Zone 2 (United Kingdom) / Validity : None Ex ia G Zone 0 (Europa) / Validity : None Ex ia G Zone 0 (International) / Validity : None Ex ia G Zone 0 (Korea) / Validity : None Ex ia G Zone 0 (North America) / Validity : None Ex ia G Zone 0 (United Kingdom) / Validity : None Ex nA G Zone 2 (Europa) / Validity : None Ex nA G Zone 2 (International) / Validity : None Ex nA G Zone 2 (United Kingdom) / Validity : None Ex ia G Zone 0 (Europa) / Validity : None Ex ia G Zone 0 (International) / Validity : None Ex ia G Zone 0 (North America) / Validity : None Ex ia G Zone 0 (United Kingdom) / Validity : None Ex nA G Zone 2 (Europa) / Validity : None Ex nA G Zone 2 (International) / Validity : None Ex nA G Zone 2 (United Kingdom) / Validity : None Ex ia G Zone 0 (Europa) / Validity : None Ex ia G Zone 0 (International) / Validity : None Ex ia G Zone 0 (North America) / Validity : None Ex ia G Zone 0 (United Kingdom) / Validity : None Ex nA G Zone 2 (Europa) / Validity : None Ex nA G Zone 2 (International) / Validity : None Ex nA G Zone 2 (United Kingdom) / Validity : None Ex ia G Zone 0 (Europa) / Validity : None Ex ia G Zone 0 (International) / Validity : None Ex ia G Zone 0 (North America) / Validity : None Ex ia G Zone 0 (United Kingdom) / Validity : None Ex nA G Zone 2 (Europa) / Validity : None Ex nA G Zone 2 (International) / Validity : None Ex nA G Zone 2 (United Kingdom) / Validity : None Ex ia G Zone 0 (Europa) / Validity : None Ex ia G Zone 0 (International) / Validity : None Ex ia G Zone 0 (North America) / Validity : None Ex ia G Zone 0 (United Kingdom) / Validity : None Ex nA G Zone 2 (Europa) / Validity : None Ex nA G Zone 2 (International) / Validity : None Ex nA G Zone 2 (United Kingdom) / Validity : None Ex ia G Zone 0 (Europa) / Validity : None Ex ia G Zone 0 (International) / Validity : None Ex ia G Zone 0 (Korea) / Validity : None Ex ia G Zone 0 (North America) / Validity : None Ex ia G Zone 0 (United Kingdom) / Validity : None Ex nA G Zone 2 (Europa) / Validity : None Ex nA G Zone 2 (International) / Validity : None Ex nA G Zone 2 (United Kingdom) / Validity : None Ex ia G Zone 0 (Europa) / Validity : None Ex ia G Zone 0 (International) / Validity : None Ex ia G Zone 0 (Korea) / Validity : None Ex ia G Zone 0 (North America) / Validity : None Ex ia G Zone 0 (United Kingdom) / Validity : None Ex nA G Zone 2 (Europa) / Validity : None Ex nA G Zone 2 (International) / Validity : None Ex nA G Zone 2 (United Kingdom) / Validity : None Ex ia G Zone 0 (Europa) / Validity : None Ex ia G Zone 0 (International) / Validity : None Ex ia G Zone 0 (Korea) / Validity : None Ex ia G Zone 0 (North America) / Validity : None Ex ia G Zone 0 (United Kingdom) / Validity : None Ex nA G Zone 2 (Europa) / Validity : None Ex nA G Zone 2 (International) / Validity : None Ex nA G Zone 2 (United Kingdom) / Validity : None Ex ia G Zone 0 (Europa) / Validity : None Ex ia G Zone 0 (International) / Validity : None Ex ia G Zone 0 (Korea) / Validity : None Ex ia G Zone 0 (North America) / Validity : None Ex ia G Zone 0 (United Kingdom) / Validity : None Ex nA G Zone 2 (Europa) / Validity : None Ex nA G Zone 2 (International) / Validity : None Ex nA G Zone 2 (United Kingdom) / Validity : None Ex ia G Zone 0 (Europa) / Validity : None Ex ia G Zone 0 (International) / Validity : None Ex ia G Zone 0 (Korea) / Validity : None Ex ia G Zone 0 (North America) / Validity : None Ex ia G Zone 0 (United Kingdom) / Validity : None Ex nA G Zone 2 (Europa) / Validity : None Ex nA G Zone 2 (International) / Validity : None Ex nA G Zone 2 (United Kingdom) / Validity : None Ex ia G Zone 0 (Europa) / Validity : None Ex ia G Zone 0 (International) / Validity : None Ex ia G Zone 0 (Korea) / Validity : None Ex ia G Zone 0 (North America) / Validity : None Ex ia G Zone 0 (United Kingdom) / Validity : None Ex ib G Zone 1 (Japan) / Validity : 22.08.2025 Ex nA G Zone 2 (Europa) / Validity : None Ex nA G Zone 2 (International) / Validity : None Ex nA G Zone 2 (United Kingdom) / Validity : None Ex ia G Zone 0 (Europa) / Validity : None Ex ia G Zone 0 (International) / Validity : None Ex ia G Zone 0 (Korea) / Validity : None Ex ia G Zone 0 (North America) / Validity : None Ex ia G Zone 0 (United Kingdom) / Validity : None Ex nA G Zone 2 (Europa) / Validity : None Ex nA G Zone 2 (International) / Validity : None Ex nA G Zone 2 (United Kingdom) / Validity : None Ex ia G Zone 0 (Europa) / Validity : None Ex ia G Zone 0 (International) / Validity : None Ex ia G Zone 0 (Korea) / Validity : None Ex ia G Zone 0 (North America) / Validity : None Ex ia G Zone 0 (United Kingdom) / Validity : None Ex nA G Zone 2 (Europa) / Validity : None Ex nA G Zone 2 (International) / Validity : None Ex nA G Zone 2 (United Kingdom) / Validity : None Ex ia G Zone 0 (Europa) / Validity : None Ex ia G Zone 0 (International) / Validity : None Ex ia G Zone 0 (Korea) / Validity : None Ex ia G Zone 0 (North America) / Validity : None Ex ia G Zone 0 (United Kingdom) / Validity : None Ex ib G Zone 1 (Japan) / Validity : 24.05.2024 Ex nA G Zone 2 (Europa) / Validity : None Ex nA G Zone 2 (International) / Validity : None Ex nA G Zone 2 (United Kingdom) / Validity : None Ex ia G Zone 0 (Europa) / Validity : None Ex ia G Zone 0 (International) / Validity : None Ex ia G Zone 0 (Korea) / Validity : None Ex ia G Zone 0 (North America) / Validity : None Ex ia G Zone 0 (United Kingdom) / Validity : None Ex nA G Zone 2 (Europa) / Validity : None Ex nA G Zone 2 (International) / Validity : None Ex nA G Zone 2 (United Kingdom) / Validity : None Ex ia G Zone 0 (Europa) / Validity : None Ex ia G Zone 0 (International) / Validity : None Ex ia G Zone 0 (Korea) / Validity : None Ex ia G Zone 0 (North America) / Validity : None Ex ia G Zone 0 (United Kingdom) / Validity : None Ex nA G Zone 2 (Europa) / Validity : None Ex nA G Zone 2 (International) / Validity : None Ex nA G Zone 2 (United Kingdom) / Validity : None Ex ia G Zone 0 (Europa) / Validity : None Ex ia G Zone 0 (International) / Validity : None Ex ia G Zone 0 (Korea) / Validity : None Ex ia G Zone 0 (North America) / Validity : None Ex ia G Zone 0 (United Kingdom) / Validity : None Ex nA G Zone 2 (Europa) / Validity : None Ex nA G Zone 2 (International) / Validity : None Ex nA G Zone 2 (United Kingdom) / Validity : None Ex ia G Zone 0 (Europa) / Validity : None Ex ia G Zone 0 (International) / Validity : None Ex ia G Zone 0 (Korea) / Validity : None Ex ia G Zone 0 (North America) / Validity : None Ex ia G Zone 0 (United Kingdom) / Validity : None Ex nA G Zone 2 (Europa) / Validity : None Ex nA G Zone 2 (International) / Validity : None Ex nA G Zone 2 (United Kingdom) / Validity : None Ex ia G Zone 0 (Europa) / Validity : None Ex ia G Zone 0 (International) / Validity : None Ex ia G Zone 0 (Korea) / Validity : None Ex ia G Zone 0 (North America) / Validity : None Ex ia G Zone 0 (United Kingdom) / Validity : None Ex nA G Zone 2 (Europa) / Validity : None Ex nA G Zone 2 (International) / Validity : None Ex nA G Zone 2 (United Kingdom) / Validity : None Ex ia G Zone 0 (Europa) / Validity : None Ex ia G Zone 0 (International) / Validity : None Ex ia G Zone 0 (Korea) / Validity : None Ex ia G Zone 0 (North America) / Validity : None Ex ia G Zone 0 (United Kingdom) / Validity : None Ex nA G Zone 2 (Europa) / Validity : None Ex nA G Zone 2 (International) / Validity : None Ex nA G Zone 2 (United Kingdom) / Validity : None Ex ia G Zone 0 (Europa) / Validity : None Ex ia G Zone 0 (International) / Validity : None Ex ia G Zone 0 (Korea) / Validity : None Ex ia G Zone 0 (North America) / Validity : None Ex ia G Zone 0 (United Kingdom) / Validity : None Ex nA G Zone 2 (Europa) / Validity : None Ex nA G Zone 2 (International) / Validity : None Ex nA G Zone 2 (United Kingdom) / Validity : None Ex ia G Zone 0 (Europa) / Validity : None Ex ia G Zone 0 (International) / Validity : None Ex ia G Zone 0 (Korea) / Validity : None Ex ia G Zone 0 (North America) / Validity : None Ex ia G Zone 0 (United Kingdom) / Validity : None Ex nA G Zone 2 (Europa) / Validity : None Ex nA G Zone 2 (International) / Validity : None Ex nA G Zone 2 (United Kingdom) / Validity : None Ex ia G Zone 0 (Europa) / Validity : None Ex ia G Zone 0 (International) / Validity : None Ex ia G Zone 0 (Korea) / Validity : None Ex ia G Zone 0 (North America) / Validity : None Ex ia G Zone 0 (United Kingdom) / Validity : None Ex nA G Zone 2 (Europa) / Validity : None Ex nA G Zone 2 (International) / Validity : None Ex nA G Zone 2 (United Kingdom) / Validity : None Ex ia G Zone 0 (Europa) / Validity : None Ex ia G Zone 0 (International) / Validity : None Ex ia G Zone 0 (Korea) / Validity : None Ex ia G Zone 0 (North America) / Validity : None Ex ia G Zone 0 (United Kingdom) / Validity : None Ex nA G Zone 2 (Europa) / Validity : None Ex nA G Zone 2 (International) / Validity : None Ex nA G Zone 2 (United Kingdom) / Validity : None Ex ia G Zone 0 (Europa) / Validity : None Ex ia G Zone 0 (International) / Validity : None Ex ia G Zone 0 (Korea) / Validity : None Ex ia G Zone 0 (North America) / Validity : None Ex ia G Zone 0 (United Kingdom) / Validity : None Ex nA G Zone 2 (Europa) / Validity : None Ex nA G Zone 2 (International) / Validity : None Ex nA G Zone 2 (United Kingdom) / Validity : None Ex ia G Zone 0 (Europa) / Validity : None Ex ia G Zone 0 (International) / Validity : None Ex ia G Zone 0 (Korea) / Validity : None Ex ia G Zone 0 (North America) / Validity : None Ex ia G Zone 0 (United Kingdom) / Validity : None Ex nA G Zone 2 (Europa) / Validity : None Ex nA G Zone 2 (International) / Validity : None Ex nA G Zone 2 (United Kingdom) / Validity : None Ex ia G Zone 0 (Europa) / Validity : None Ex ia G Zone 0 (International) / Validity : None Ex ia G Zone 0 (Korea) / Validity : None Ex ia G Zone 0 (North America) / Validity : None Ex ia G Zone 0 (United Kingdom) / Validity : None Ex nA G Zone 2 (Europa) / Validity : None Ex nA G Zone 2 (International) / Validity : None Ex nA G Zone 2 (United Kingdom) / Validity : None Ex ia G Zone 0 (Europa) / Validity : None Ex ia G Zone 0 (International) / Validity : None Ex ia G Zone 0 (Korea) / Validity : None Ex ia G Zone 0 (North America) / Validity : None Ex ia G Zone 0 (United Kingdom) / Validity : None Ex nA G Zone 2 (Europa) / Validity : None Ex nA G Zone 2 (International) / Validity : None Ex nA G Zone 2 (United Kingdom) / Validity : None Ex ia G Zone 0 (Europa) / Validity : None Ex ia G Zone 0 (International) / Validity : None Ex ia G Zone 0 (Korea) / Validity : None Ex ia G Zone 0 (North America) / Validity : None Ex ia G Zone 0 (United Kingdom) / Validity : None Ex nA G Zone 2 (Europa) / Validity : None Ex nA G Zone 2 (International) / Validity : None Ex nA G Zone 2 (United Kingdom) / Validity : None Ex ia G Zone 0 (Europa) / Validity : None Ex ia G Zone 0 (International) / Validity : None Ex ia G Zone 0 (Korea) / Validity : None Ex ia G Zone 0 (North America) / Validity : None Ex ia G Zone 0 (United Kingdom) / Validity : None Ex nA G Zone 2 (Europa) / Validity : None Ex nA G Zone 2 (International) / Validity : None Ex nA G Zone 2 (United Kingdom) / Validity : None Ex ia G Zone 0 (Europa) / Validity : None Ex ia G Zone 0 (International) / Validity : None Ex ia G Zone 0 (Korea) / Validity : None Ex ia G Zone 0 (North America) / Validity : None Ex ia G Zone 0 (United Kingdom) / Validity : None Ex nA G Zone 2 (Europa) / Validity : None Ex nA G Zone 2 (International) / Validity : None Ex nA G Zone 2 (United Kingdom) / Validity : None Ex ia G Zone 0 (Europa) / Validity : None Ex ia G Zone 0 (International) / Validity : None Ex ia G Zone 0 (Korea) / Validity : None Ex ia G Zone 0 (North America) / Validity : None Ex ia G Zone 0 (United Kingdom) / Validity : None Ex nA G Zone 2 (Europa) / Validity : None Ex nA G Zone 2 (International) / Validity : None Ex nA G Zone 2 (United Kingdom) / Validity : None Ex ia G Zone 0 (Europa) / Validity : None Ex ia G Zone 0 (International) / Validity : None Ex ia G Zone 0 (North America) / Validity : None Ex ia G Zone 0 (United Kingdom) / Validity : None Ex nA G Zone 2 (Europa) / Validity : None Ex nA G Zone 2 (International) / Validity : None Ex nA G Zone 2 (United Kingdom) / Validity : None Ex ia G Zone 0 (Europa) / Validity : None Ex ia G Zone 0 (International) / Validity : None Ex ia G Zone 0 (North America) / Validity : None Ex ia G Zone 0 (United Kingdom) / Validity : None Ex nA G Zone 2 (Europa) / Validity : None Ex nA G Zone 2 (International) / Validity : None Ex nA G Zone 2 (United Kingdom) / Validity : None Ex ia G Zone 0 (Europa) / Validity : None Ex ia G Zone 0 (International) / Validity : None Ex ia G Zone 0 (North America) / Validity : None Ex ia G Zone 0 (United Kingdom) / Validity : None Ex nA G Zone 2 (Europa) / Validity : None Ex nA G Zone 2 (International) / Validity : None Ex nA G Zone 2 (United Kingdom) / Validity : None Ex ia G Zone 0 (Europa) / Validity : None Ex ia G Zone 0 (International) / Validity : None Ex ia G Zone 0 (Korea) / Validity : None Ex ia G Zone 0 (North America) / Validity : None Ex ia G Zone 0 (United Kingdom) / Validity : None Ex nA G Zone 2 (Europa) / Validity : None Ex nA G Zone 2 (International) / Validity : None Ex nA G Zone 2 (United Kingdom) / Validity : None Ex ia G Zone 0 (Europa) / Validity : None Ex ia G Zone 0 (International) / Validity : None Ex ia G Zone 0 (North America) / Validity : None Ex ia G Zone 0 (Russia, Belarus, Kyrgyzstan, Armenia, Kazakhstan) / Validity : 18.02.2026 Ex nA G Zone 2 (Europa) / Validity : None Ex nA G Zone 2 (International) / Validity : None Ex nA G Zone 2 (North America) / Validity : None Ex nA G Zone 2 (Russia, Belarus, Kyrgyzstan, Armenia, Kazakhstan) / Validity : 18.02.2026 | No | No | .
143-502-000-15x | 143-502-000-152 | DocManager | CP502-152 Piezoelectric Dynamic Pressure Sensor | CP502-152 | VM 7/16" high temp connector, 10 m integral MI cable | . | 90pC/bar | -70 | 560 | 2 | 10000 | 7/16"-27UNS-2A | CPxxx, IPC707, GSI127, EC069, EC112, EC119, EC222, MA126, MA Seal, CG505, ABAxxx, JB105, JB116 | . |  |  |  | . | Switzerland | 90262000 |  |  | . | Dynamic Pressure Sensors | Dynamic pressure sensors (CP) | . | Ex ia G Zone 0 (Europa) / Validity : None Ex ia G Zone 0 (International) / Validity : None Ex ia G Zone 0 (Korea) / Validity : None Ex ia G Zone 0 (North America) / Validity : None Ex ia G Zone 0 (United Kingdom) / Validity : None Ex nA G Zone 2 (Europa) / Validity : None Ex nA G Zone 2 (International) / Validity : None Ex nA G Zone 2 (United Kingdom) / Validity : None Ex ia G Zone 0 (Europa) / Validity : None Ex ia G Zone 0 (International) / Validity : None Ex ia G Zone 0 (Korea) / Validity : None Ex ia G Zone 0 (North America) / Validity : None Ex ia G Zone 0 (United Kingdom) / Validity : None Ex nA G Zone 2 (Europa) / Validity : None Ex nA G Zone 2 (International) / Validity : None Ex nA G Zone 2 (United Kingdom) / Validity : None Ex ia G Zone 0 (Europa) / Validity : None Ex ia G Zone 0 (International) / Validity : None Ex ia G Zone 0 (Korea) / Validity : None Ex ia G Zone 0 (North America) / Validity : None Ex ia G Zone 0 (United Kingdom) / Validity : None Ex nA G Zone 2 (Europa) / Validity : None Ex nA G Zone 2 (International) / Validity : None Ex nA G Zone 2 (United Kingdom) / Validity : None Ex ia G Zone 0 (Europa) / Validity : None Ex ia G Zone 0 (International) / Validity : None Ex ia G Zone 0 (Korea) / Validity : None Ex ia G Zone 0 (North America) / Validity : None Ex ia G Zone 0 (United Kingdom) / Validity : None Ex nA G Zone 2 (Europa) / Validity : None Ex nA G Zone 2 (International) / Validity : None Ex nA G Zone 2 (United Kingdom) / Validity : None Ex ia G Zone 0 (Europa) / Validity : None Ex ia G Zone 0 (International) / Validity : None Ex ia G Zone 0 (Korea) / Validity : None Ex ia G Zone 0 (North America) / Validity : None Ex ia G Zone 0 (United Kingdom) / Validity : None Ex nA G Zone 2 (Europa) / Validity : None Ex nA G Zone 2 (International) / Validity : None Ex nA G Zone 2 (United Kingdom) / Validity : None Ex ia G Zone 0 (Europa) / Validity : None Ex ia G Zone 0 (International) / Validity : None Ex ia G Zone 0 (Korea) / Validity : None Ex ia G Zone 0 (North America) / Validity : None Ex ia G Zone 0 (United Kingdom) / Validity : None Ex nA G Zone 2 (Europa) / Validity : None Ex nA G Zone 2 (International) / Validity : None Ex nA G Zone 2 (United Kingdom) / Validity : None Ex ia G Zone 0 (Europa) / Validity : None Ex ia G Zone 0 (International) / Validity : None Ex ia G Zone 0 (Korea) / Validity : None Ex ia G Zone 0 (North America) / Validity : None Ex ia G Zone 0 (United Kingdom) / Validity : None Ex nA G Zone 2 (Europa) / Validity : None Ex nA G Zone 2 (International) / Validity : None Ex nA G Zone 2 (United Kingdom) / Validity : None Ex ia G Zone 0 (Europa) / Validity : None Ex ia G Zone 0 (International) / Validity : None Ex ia G Zone 0 (Korea) / Validity : None Ex ia G Zone 0 (North America) / Validity : None Ex ia G Zone 0 (United Kingdom) / Validity : None Ex nA G Zone 2 (Europa) / Validity : None Ex nA G Zone 2 (International) / Validity : None Ex nA G Zone 2 (United Kingdom) / Validity : None Ex ia G Zone 0 (Europa) / Validity : None Ex ia G Zone 0 (International) / Validity : None Ex ia G Zone 0 (Korea) / Validity : None Ex ia G Zone 0 (North America) / Validity : None Ex ia G Zone 0 (United Kingdom) / Validity : None Ex nA G Zone 2 (Europa) / Validity : None Ex nA G Zone 2 (International) / Validity : None Ex nA G Zone 2 (United Kingdom) / Validity : None Ex ia G Zone 0 (Europa) / Validity : None Ex ia G Zone 0 (International) / Validity : None Ex ia G Zone 0 (Korea) / Validity : None Ex ia G Zone 0 (North America) / Validity : None Ex ia G Zone 0 (United Kingdom) / Validity : None Ex nA G Zone 2 (Europa) / Validity : None Ex nA G Zone 2 (International) / Validity : None Ex nA G Zone 2 (United Kingdom) / Validity : None Ex ia G Zone 0 (Europa) / Validity : None Ex ia G Zone 0 (International) / Validity : None Ex ia G Zone 0 (Korea) / Validity : None Ex ia G Zone 0 (North America) / Validity : None Ex ia G Zone 0 (United Kingdom) / Validity : None Ex nA G Zone 2 (Europa) / Validity : None Ex nA G Zone 2 (International) / Validity : None Ex nA G Zone 2 (United Kingdom) / Validity : None Ex ia G Zone 0 (Europa) / Validity : None Ex ia G Zone 0 (International) / Validity : None Ex ia G Zone 0 (Korea) / Validity : None Ex ia G Zone 0 (North America) / Validity : None Ex ia G Zone 0 (United Kingdom) / Validity : None Ex nA G Zone 2 (Europa) / Validity : None Ex nA G Zone 2 (International) / Validity : None Ex nA G Zone 2 (United Kingdom) / Validity : None Ex ia G Zone 0 (Europa) / Validity : None Ex ia G Zone 0 (International) / Validity : None Ex ia G Zone 0 (Korea) / Validity : None Ex ia G Zone 0 (North America) / Validity : None Ex ia G Zone 0 (United Kingdom) / Validity : None Ex nA G Zone 2 (Europa) / Validity : None Ex nA G Zone 2 (International) / Validity : None Ex nA G Zone 2 (United Kingdom) / Validity : None Ex ia G Zone 0 (Europa) / Validity : None Ex ia G Zone 0 (International) / Validity : None Ex ia G Zone 0 (Korea) / Validity : None Ex ia G Zone 0 (North America) / Validity : None Ex ia G Zone 0 (United Kingdom) / Validity : None Ex nA G Zone 2 (Europa) / Validity : None Ex nA G Zone 2 (International) / Validity : None Ex nA G Zone 2 (United Kingdom) / Validity : None Ex ia G Zone 0 (Europa) / Validity : None Ex ia G Zone 0 (International) / Validity : None Ex ia G Zone 0 (Korea) / Validity : None Ex ia G Zone 0 (North America) / Validity : None Ex ia G Zone 0 (United Kingdom) / Validity : None Ex nA G Zone 2 (Europa) / Validity : None Ex nA G Zone 2 (International) / Validity : None Ex nA G Zone 2 (United Kingdom) / Validity : None Ex ia G Zone 0 (Europa) / Validity : None Ex ia G Zone 0 (International) / Validity : None Ex ia G Zone 0 (Korea) / Validity : None Ex ia G Zone 0 (North America) / Validity : None Ex ia G Zone 0 (United Kingdom) / Validity : None Ex nA G Zone 2 (Europa) / Validity : None Ex nA G Zone 2 (International) / Validity : None Ex nA G Zone 2 (United Kingdom) / Validity : None Ex ia G Zone 0 (Europa) / Validity : None Ex ia G Zone 0 (International) / Validity : None Ex ia G Zone 0 (Korea) / Validity : None Ex ia G Zone 0 (North America) / Validity : None Ex ia G Zone 0 (United Kingdom) / Validity : None Ex nA G Zone 2 (Europa) / Validity : None Ex nA G Zone 2 (International) / Validity : None Ex nA G Zone 2 (United Kingdom) / Validity : None Ex ia G Zone 0 (Europa) / Validity : None Ex ia G Zone 0 (International) / Validity : None Ex ia G Zone 0 (Korea) / Validity : None Ex ia G Zone 0 (North America) / Validity : None Ex ia G Zone 0 (United Kingdom) / Validity : None Ex nA G Zone 2 (Europa) / Validity : None Ex nA G Zone 2 (International) / Validity : None Ex nA G Zone 2 (United Kingdom) / Validity : None Ex ia G Zone 0 (Europa) / Validity : None Ex ia G Zone 0 (International) / Validity : None Ex ia G Zone 0 (Korea) / Validity : None Ex ia G Zone 0 (North America) / Validity : None Ex ia G Zone 0 (United Kingdom) / Validity : None Ex nA G Zone 2 (Europa) / Validity : None Ex nA G Zone 2 (International) / Validity : None Ex nA G Zone 2 (United Kingdom) / Validity : None Ex ia G Zone 0 (Europa) / Validity : None Ex ia G Zone 0 (International) / Validity : None Ex ia G Zone 0 (Korea) / Validity : None Ex ia G Zone 0 (North America) / Validity : None Ex ia G Zone 0 (United Kingdom) / Validity : None Ex nA G Zone 2 (Europa) / Validity : None Ex nA G Zone 2 (International) / Validity : None Ex nA G Zone 2 (United Kingdom) / Validity : None Ex ia G Zone 0 (Europa) / Validity : None Ex ia G Zone 0 (International) / Validity : None Ex ia G Zone 0 (Korea) / Validity : None Ex ia G Zone 0 (North America) / Validity : None Ex ia G Zone 0 (United Kingdom) / Validity : None Ex nA G Zone 2 (Europa) / Validity : None Ex nA G Zone 2 (International) / Validity : None Ex nA G Zone 2 (United Kingdom) / Validity : None Ex ia G Zone 0 (Europa) / Validity : None Ex ia G Zone 0 (International) / Validity : None Ex ia G Zone 0 (Korea) / Validity : None Ex ia G Zone 0 (North America) / Validity : None Ex ia G Zone 0 (United Kingdom) / Validity : None Ex nA G Zone 2 (Europa) / Validity : None Ex nA G Zone 2 (International) / Validity : None Ex nA G Zone 2 (United Kingdom) / Validity : None Ex ia G Zone 0 (Europa) / Validity : None Ex ia G Zone 0 (International) / Validity : None Ex ia G Zone 0 (Korea) / Validity : None Ex ia G Zone 0 (North America) / Validity : None Ex ia G Zone 0 (United Kingdom) / Validity : None Ex nA G Zone 2 (Europa) / Validity : None Ex nA G Zone 2 (International) / Validity : None Ex nA G Zone 2 (United Kingdom) / Validity : None Ex ia G Zone 0 (Europa) / Validity : None Ex ia G Zone 0 (International) / Validity : None Ex ia G Zone 0 (Korea) / Validity : None Ex ia G Zone 0 (North America) / Validity : None Ex ia G Zone 0 (United Kingdom) / Validity : None Ex nA G Zone 2 (Europa) / Validity : None Ex nA G Zone 2 (International) / Validity : None Ex nA G Zone 2 (United Kingdom) / Validity : None Ex ia G Zone 0 (Europa) / Validity : None Ex ia G Zone 0 (International) / Validity : None Ex ia G Zone 0 (Korea) / Validity : None Ex ia G Zone 0 (North America) / Validity : None Ex ia G Zone 0 (United Kingdom) / Validity : None Ex nA G Zone 2 (Europa) / Validity : None Ex nA G Zone 2 (International) / Validity : None Ex nA G Zone 2 (United Kingdom) / Validity : None Ex ia G Zone 0 (Europa) / Validity : None Ex ia G Zone 0 (International) / Validity : None Ex ia G Zone 0 (North America) / Validity : None Ex ia G Zone 0 (United Kingdom) / Validity : None Ex nA G Zone 2 (Europa) / Validity : None Ex nA G Zone 2 (International) / Validity : None Ex nA G Zone 2 (United Kingdom) / Validity : None Ex ia G Zone 0 (Europa) / Validity : None Ex ia G Zone 0 (International) / Validity : None Ex ia G Zone 0 (North America) / Validity : None Ex ia G Zone 0 (United Kingdom) / Validity : None Ex nA G Zone 2 (Europa) / Validity : None Ex nA G Zone 2 (International) / Validity : None Ex nA G Zone 2 (United Kingdom) / Validity : None Ex ia G Zone 0 (Europa) / Validity : None Ex ia G Zone 0 (International) / Validity : None Ex ia G Zone 0 (North America) / Validity : None Ex ia G Zone 0 (United Kingdom) / Validity : None Ex nA G Zone 2 (Europa) / Validity : None Ex nA G Zone 2 (International) / Validity : None Ex nA G Zone 2 (United Kingdom) / Validity : None Ex ia G Zone 0 (Europa) / Validity : None Ex ia G Zone 0 (International) / Validity : None Ex ia G Zone 0 (North America) / Validity : None Ex ia G Zone 0 (United Kingdom) / Validity : None Ex nA G Zone 2 (Europa) / Validity : None Ex nA G Zone 2 (International) / Validity : None Ex nA G Zone 2 (United Kingdom) / Validity : None Ex ia G Zone 0 (Europa) / Validity : None Ex ia G Zone 0 (International) / Validity : None Ex ia G Zone 0 (Korea) / Validity : None Ex ia G Zone 0 (North America) / Validity : None Ex ia G Zone 0 (United Kingdom) / Validity : None Ex nA G Zone 2 (Europa) / Validity : None Ex nA G Zone 2 (International) / Validity : None Ex nA G Zone 2 (United Kingdom) / Validity : None Ex ia G Zone 0 (Europa) / Validity : None Ex ia G Zone 0 (International) / Validity : None Ex ia G Zone 0 (Korea) / Validity : None Ex ia G Zone 0 (North America) / Validity : None Ex ia G Zone 0 (United Kingdom) / Validity : None Ex nA G Zone 2 (Europa) / Validity : None Ex nA G Zone 2 (International) / Validity : None Ex nA G Zone 2 (United Kingdom) / Validity : None Ex ia G Zone 0 (Europa) / Validity : None Ex ia G Zone 0 (International) / Validity : None Ex ia G Zone 0 (Korea) / Validity : None Ex ia G Zone 0 (North America) / Validity : None Ex ia G Zone 0 (United Kingdom) / Validity : None Ex nA G Zone 2 (Europa) / Validity : None Ex nA G Zone 2 (International) / Validity : None Ex nA G Zone 2 (United Kingdom) / Validity : None Ex ia G Zone 0 (Europa) / Validity : None Ex ia G Zone 0 (International) / Validity : None Ex ia G Zone 0 (Korea) / Validity : None Ex ia G Zone 0 (North America) / Validity : None Ex ia G Zone 0 (United Kingdom) / Validity : None Ex nA G Zone 2 (Europa) / Validity : None Ex nA G Zone 2 (International) / Validity : None Ex nA G Zone 2 (United Kingdom) / Validity : None Ex ia G Zone 0 (Europa) / Validity : None Ex ia G Zone 0 (International) / Validity : None Ex ia G Zone 0 (Korea) / Validity : None Ex ia G Zone 0 (North America) / Validity : None Ex ia G Zone 0 (United Kingdom) / Validity : None Ex nA G Zone 2 (Europa) / Validity : None Ex nA G Zone 2 (International) / Validity : None Ex nA G Zone 2 (United Kingdom) / Validity : None Ex ia G Zone 0 (Europa) / Validity : None Ex ia G Zone 0 (International) / Validity : None Ex ia G Zone 0 (Korea) / Validity : None Ex ia G Zone 0 (North America) / Validity : None Ex ia G Zone 0 (United Kingdom) / Validity : None Ex ib G Zone 1 (Japan) / Validity : 22.08.2025 Ex nA G Zone 2 (Europa) / Validity : None Ex nA G Zone 2 (International) / Validity : None Ex nA G Zone 2 (United Kingdom) / Validity : None Ex ia G Zone 0 (Europa) / Validity : None Ex ia G Zone 0 (International) / Validity : None Ex ia G Zone 0 (Korea) / Validity : None Ex ia G Zone 0 (North America) / Validity : None Ex ia G Zone 0 (United Kingdom) / Validity : None Ex nA G Zone 2 (Europa) / Validity : None Ex nA G Zone 2 (International) / Validity : None Ex nA G Zone 2 (United Kingdom) / Validity : None Ex ia G Zone 0 (Europa) / Validity : None Ex ia G Zone 0 (International) / Validity : None Ex ia G Zone 0 (Korea) / Validity : None Ex ia G Zone 0 (North America) / Validity : None Ex ia G Zone 0 (United Kingdom) / Validity : None Ex nA G Zone 2 (Europa) / Validity : None Ex nA G Zone 2 (International) / Validity : None Ex nA G Zone 2 (United Kingdom) / Validity : None Ex ia G Zone 0 (Europa) / Validity : None Ex ia G Zone 0 (International) / Validity : None Ex ia G Zone 0 (Korea) / Validity : None Ex ia G Zone 0 (North America) / Validity : None Ex ia G Zone 0 (United Kingdom) / Validity : None Ex ib G Zone 1 (Japan) / Validity : 24.05.2024 Ex nA G Zone 2 (Europa) / Validity : None Ex nA G Zone 2 (International) / Validity : None Ex nA G Zone 2 (United Kingdom) / Validity : None Ex ia G Zone 0 (Europa) / Validity : None Ex ia G Zone 0 (International) / Validity : None Ex ia G Zone 0 (Korea) / Validity : None Ex ia G Zone 0 (North America) / Validity : None Ex ia G Zone 0 (United Kingdom) / Validity : None Ex nA G Zone 2 (Europa) / Validity : None Ex nA G Zone 2 (International) / Validity : None Ex nA G Zone 2 (United Kingdom) / Validity : None Ex ia G Zone 0 (Europa) / Validity : None Ex ia G Zone 0 (International) / Validity : None Ex ia G Zone 0 (Korea) / Validity : None Ex ia G Zone 0 (North America) / Validity : None Ex ia G Zone 0 (United Kingdom) / Validity : None Ex nA G Zone 2 (Europa) / Validity : None Ex nA G Zone 2 (International) / Validity : None Ex nA G Zone 2 (United Kingdom) / Validity : None Ex ia G Zone 0 (Europa) / Validity : None Ex ia G Zone 0 (International) / Validity : None Ex ia G Zone 0 (Korea) / Validity : None Ex ia G Zone 0 (North America) / Validity : None Ex ia G Zone 0 (United Kingdom) / Validity : None Ex nA G Zone 2 (Europa) / Validity : None Ex nA G Zone 2 (International) / Validity : None Ex nA G Zone 2 (United Kingdom) / Validity : None Ex ia G Zone 0 (Europa) / Validity : None Ex ia G Zone 0 (International) / Validity : None Ex ia G Zone 0 (Korea) / Validity : None Ex ia G Zone 0 (North America) / Validity : None Ex ia G Zone 0 (United Kingdom) / Validity : None Ex nA G Zone 2 (Europa) / Validity : None Ex nA G Zone 2 (International) / Validity : None Ex nA G Zone 2 (United Kingdom) / Validity : None Ex ia G Zone 0 (Europa) / Validity : None Ex ia G Zone 0 (International) / Validity : None Ex ia G Zone 0 (Korea) / Validity : None Ex ia G Zone 0 (North America) / Validity : None Ex ia G Zone 0 (United Kingdom) / Validity : None Ex nA G Zone 2 (Europa) / Validity : None Ex nA G Zone 2 (International) / Validity : None Ex nA G Zone 2 (United Kingdom) / Validity : None Ex ia G Zone 0 (Europa) / Validity : None Ex ia G Zone 0 (International) / Validity : None Ex ia G Zone 0 (Korea) / Validity : None Ex ia G Zone 0 (North America) / Validity : None Ex ia G Zone 0 (United Kingdom) / Validity : None Ex nA G Zone 2 (Europa) / Validity : None Ex nA G Zone 2 (International) / Validity : None Ex nA G Zone 2 (United Kingdom) / Validity : None Ex ia G Zone 0 (Europa) / Validity : None Ex ia G Zone 0 (International) / Validity : None Ex ia G Zone 0 (Korea) / Validity : None Ex ia G Zone 0 (North America) / Validity : None Ex ia G Zone 0 (United Kingdom) / Validity : None Ex nA G Zone 2 (Europa) / Validity : None Ex nA G Zone 2 (International) / Validity : None Ex nA G Zone 2 (United Kingdom) / Validity : None Ex ia G Zone 0 (Europa) / Validity : None Ex ia G Zone 0 (International) / Validity : None Ex ia G Zone 0 (Korea) / Validity : None Ex ia G Zone 0 (North America) / Validity : None Ex ia G Zone 0 (United Kingdom) / Validity : None Ex nA G Zone 2 (Europa) / Validity : None Ex nA G Zone 2 (International) / Validity : None Ex nA G Zone 2 (United Kingdom) / Validity : None Ex ia G Zone 0 (Europa) / Validity : None Ex ia G Zone 0 (International) / Validity : None Ex ia G Zone 0 (Korea) / Validity : None Ex ia G Zone 0 (North America) / Validity : None Ex ia G Zone 0 (United Kingdom) / Validity : None Ex nA G Zone 2 (Europa) / Validity : None Ex nA G Zone 2 (International) / Validity : None Ex nA G Zone 2 (United Kingdom) / Validity : None Ex ia G Zone 0 (Europa) / Validity : None Ex ia G Zone 0 (International) / Validity : None Ex ia G Zone 0 (Korea) / Validity : None Ex ia G Zone 0 (North America) / Validity : None Ex ia G Zone 0 (United Kingdom) / Validity : None Ex nA G Zone 2 (Europa) / Validity : None Ex nA G Zone 2 (International) / Validity : None Ex nA G Zone 2 (United Kingdom) / Validity : None Ex ia G Zone 0 (Europa) / Validity : None Ex ia G Zone 0 (International) / Validity : None Ex ia G Zone 0 (Korea) / Validity : None Ex ia G Zone 0 (North America) / Validity : None Ex ia G Zone 0 (United Kingdom) / Validity : None Ex nA G Zone 2 (Europa) / Validity : None Ex nA G Zone 2 (International) / Validity : None Ex nA G Zone 2 (United Kingdom) / Validity : None Ex ia G Zone 0 (Europa) / Validity : None Ex ia G Zone 0 (International) / Validity : None Ex ia G Zone 0 (Korea) / Validity : None Ex ia G Zone 0 (North America) / Validity : None Ex ia G Zone 0 (United Kingdom) / Validity : None Ex nA G Zone 2 (Europa) / Validity : None Ex nA G Zone 2 (International) / Validity : None Ex nA G Zone 2 (United Kingdom) / Validity : None Ex ia G Zone 0 (Europa) / Validity : None Ex ia G Zone 0 (International) / Validity : None Ex ia G Zone 0 (Korea) / Validity : None Ex ia G Zone 0 (North America) / Validity : None Ex ia G Zone 0 (United Kingdom) / Validity : None Ex nA G Zone 2 (Europa) / Validity : None Ex nA G Zone 2 (International) / Validity : None Ex nA G Zone 2 (United Kingdom) / Validity : None Ex ia G Zone 0 (Europa) / Validity : None Ex ia G Zone 0 (International) / Validity : None Ex ia G Zone 0 (Korea) / Validity : None Ex ia G Zone 0 (North America) / Validity : None Ex ia G Zone 0 (United Kingdom) / Validity : None Ex nA G Zone 2 (Europa) / Validity : None Ex nA G Zone 2 (International) / Validity : None Ex nA G Zone 2 (United Kingdom) / Validity : None Ex ia G Zone 0 (Europa) / Validity : None Ex ia G Zone 0 (International) / Validity : None Ex ia G Zone 0 (Korea) / Validity : None Ex ia G Zone 0 (North America) / Validity : None Ex ia G Zone 0 (United Kingdom) / Validity : None Ex nA G Zone 2 (Europa) / Validity : None Ex nA G Zone 2 (International) / Validity : None Ex nA G Zone 2 (United Kingdom) / Validity : None Ex ia G Zone 0 (Europa) / Validity : None Ex ia G Zone 0 (International) / Validity : None Ex ia G Zone 0 (Korea) / Validity : None Ex ia G Zone 0 (North America) / Validity : None Ex ia G Zone 0 (United Kingdom) / Validity : None Ex nA G Zone 2 (Europa) / Validity : None Ex nA G Zone 2 (International) / Validity : None Ex nA G Zone 2 (United Kingdom) / Validity : None Ex ia G Zone 0 (Europa) / Validity : None Ex ia G Zone 0 (International) / Validity : None Ex ia G Zone 0 (Korea) / Validity : None Ex ia G Zone 0 (North America) / Validity : None Ex ia G Zone 0 (United Kingdom) / Validity : None Ex nA G Zone 2 (Europa) / Validity : None Ex nA G Zone 2 (International) / Validity : None Ex nA G Zone 2 (United Kingdom) / Validity : None Ex ia G Zone 0 (Europa) / Validity : None Ex ia G Zone 0 (International) / Validity : None Ex ia G Zone 0 (Korea) / Validity : None Ex ia G Zone 0 (North America) / Validity : None Ex ia G Zone 0 (United Kingdom) / Validity : None Ex nA G Zone 2 (Europa) / Validity : None Ex nA G Zone 2 (International) / Validity : None Ex nA G Zone 2 (United Kingdom) / Validity : None Ex ia G Zone 0 (Europa) / Validity : None Ex ia G Zone 0 (International) / Validity : None Ex ia G Zone 0 (North America) / Validity : None Ex ia G Zone 0 (United Kingdom) / Validity : None Ex nA G Zone 2 (Europa) / Validity : None Ex nA G Zone 2 (International) / Validity : None Ex nA G Zone 2 (United Kingdom) / Validity : None Ex ia G Zone 0 (Europa) / Validity : None Ex ia G Zone 0 (International) / Validity : None Ex ia G Zone 0 (North America) / Validity : None Ex ia G Zone 0 (United Kingdom) / Validity : None Ex nA G Zone 2 (Europa) / Validity : None Ex nA G Zone 2 (International) / Validity : None Ex nA G Zone 2 (United Kingdom) / Validity : None Ex ia G Zone 0 (Europa) / Validity : None Ex ia G Zone 0 (International) / Validity : None Ex ia G Zone 0 (North America) / Validity : None Ex ia G Zone 0 (United Kingdom) / Validity : None Ex nA G Zone 2 (Europa) / Validity : None Ex nA G Zone 2 (International) / Validity : None Ex nA G Zone 2 (United Kingdom) / Validity : None Ex ia G Zone 0 (Europa) / Validity : None Ex ia G Zone 0 (International) / Validity : None Ex ia G Zone 0 (Korea) / Validity : None Ex ia G Zone 0 (North America) / Validity : None Ex ia G Zone 0 (United Kingdom) / Validity : None Ex nA G Zone 2 (Europa) / Validity : None Ex nA G Zone 2 (International) / Validity : None Ex nA G Zone 2 (United Kingdom) / Validity : None Ex ia G Zone 0 (Europa) / Validity : None Ex ia G Zone 0 (International) / Validity : None Ex ia G Zone 0 (North America) / Validity : None Ex ia G Zone 0 (Russia, Belarus, Kyrgyzstan, Armenia, Kazakhstan) / Validity : 18.02.2026 Ex nA G Zone 2 (Europa) / Validity : None Ex nA G Zone 2 (International) / Validity : None Ex nA G Zone 2 (North America) / Validity : None Ex nA G Zone 2 (Russia, Belarus, Kyrgyzstan, Armenia, Kazakhstan) / Validity : 18.02.2026 | No | No | .
143-505-000-02x | 143-505-000-021 | DocManager | CP505-021 Piezoelectric Dynamic Pressure Sensor | CP505-021 | VM-Lemo type 0 connector, 1 m integral MI cable | . | 90pC/bar | -70 | 560 | 2 | 10000 | LEMO type 0 | CPxxx, IPC707, GSI127, EC153, MA104, MA Seal, ABAxxx, JB105, JB116 | . |  |  |  | . | Switzerland | 90262000 |  |  | . | Dynamic Pressure Sensors | Dynamic pressure sensors (CP) | . | Ex ia G Zone 0 (Europa) / Validity : None Ex ia G Zone 0 (International) / Validity : None Ex ia G Zone 0 (Korea) / Validity : None Ex ia G Zone 0 (North America) / Validity : None Ex ia G Zone 0 (United Kingdom) / Validity : None Ex nA G Zone 2 (Europa) / Validity : None Ex nA G Zone 2 (International) / Validity : None Ex nA G Zone 2 (United Kingdom) / Validity : None Ex ia G Zone 0 (Europa) / Validity : None Ex ia G Zone 0 (International) / Validity : None Ex ia G Zone 0 (Korea) / Validity : None Ex ia G Zone 0 (North America) / Validity : None Ex ia G Zone 0 (United Kingdom) / Validity : None Ex nA G Zone 2 (Europa) / Validity : None Ex nA G Zone 2 (International) / Validity : None Ex nA G Zone 2 (United Kingdom) / Validity : None Ex ia G Zone 0 (Europa) / Validity : None Ex ia G Zone 0 (International) / Validity : None Ex ia G Zone 0 (Korea) / Validity : None Ex ia G Zone 0 (North America) / Validity : None Ex ia G Zone 0 (United Kingdom) / Validity : None Ex nA G Zone 2 (Europa) / Validity : None Ex nA G Zone 2 (International) / Validity : None Ex nA G Zone 2 (United Kingdom) / Validity : None Ex ia G Zone 0 (Europa) / Validity : None Ex ia G Zone 0 (International) / Validity : None Ex ia G Zone 0 (Korea) / Validity : None Ex ia G Zone 0 (North America) / Validity : None Ex ia G Zone 0 (United Kingdom) / Validity : None Ex nA G Zone 2 (Europa) / Validity : None Ex nA G Zone 2 (International) / Validity : None Ex nA G Zone 2 (United Kingdom) / Validity : None Ex ia G Zone 0 (Europa) / Validity : None Ex ia G Zone 0 (International) / Validity : None Ex ia G Zone 0 (Korea) / Validity : None Ex ia G Zone 0 (North America) / Validity : None Ex ia G Zone 0 (United Kingdom) / Validity : None Ex nA G Zone 2 (Europa) / Validity : None Ex nA G Zone 2 (International) / Validity : None Ex nA G Zone 2 (United Kingdom) / Validity : None Ex ia G Zone 0 (Europa) / Validity : None Ex ia G Zone 0 (International) / Validity : None Ex ia G Zone 0 (Korea) / Validity : None Ex ia G Zone 0 (North America) / Validity : None Ex ia G Zone 0 (United Kingdom) / Validity : None Ex nA G Zone 2 (Europa) / Validity : None Ex nA G Zone 2 (International) / Validity : None Ex nA G Zone 2 (United Kingdom) / Validity : None Ex ia G Zone 0 (Europa) / Validity : None Ex ia G Zone 0 (International) / Validity : None Ex ia G Zone 0 (Korea) / Validity : None Ex ia G Zone 0 (North America) / Validity : None Ex ia G Zone 0 (United Kingdom) / Validity : None Ex nA G Zone 2 (Europa) / Validity : None Ex nA G Zone 2 (International) / Validity : None Ex nA G Zone 2 (United Kingdom) / Validity : None Ex ia G Zone 0 (Europa) / Validity : None Ex ia G Zone 0 (International) / Validity : None Ex ia G Zone 0 (Korea) / Validity : None Ex ia G Zone 0 (North America) / Validity : None Ex ia G Zone 0 (United Kingdom) / Validity : None Ex nA G Zone 2 (Europa) / Validity : None Ex nA G Zone 2 (International) / Validity : None Ex nA G Zone 2 (United Kingdom) / Validity : None Ex ia G Zone 0 (Europa) / Validity : None Ex ia G Zone 0 (International) / Validity : None Ex ia G Zone 0 (Korea) / Validity : None Ex ia G Zone 0 (North America) / Validity : None Ex ia G Zone 0 (United Kingdom) / Validity : None Ex nA G Zone 2 (Europa) / Validity : None Ex nA G Zone 2 (International) / Validity : None Ex nA G Zone 2 (United Kingdom) / Validity : None Ex ia G Zone 0 (Europa) / Validity : None Ex ia G Zone 0 (International) / Validity : None Ex ia G Zone 0 (Korea) / Validity : None Ex ia G Zone 0 (North America) / Validity : None Ex ia G Zone 0 (United Kingdom) / Validity : None Ex nA G Zone 2 (Europa) / Validity : None Ex nA G Zone 2 (International) / Validity : None Ex nA G Zone 2 (United Kingdom) / Validity : None Ex ia G Zone 0 (Europa) / Validity : None Ex ia G Zone 0 (International) / Validity : None Ex ia G Zone 0 (Korea) / Validity : None Ex ia G Zone 0 (North America) / Validity : None Ex ia G Zone 0 (United Kingdom) / Validity : None Ex nA G Zone 2 (Europa) / Validity : None Ex nA G Zone 2 (International) / Validity : None Ex nA G Zone 2 (United Kingdom) / Validity : None Ex ia G Zone 0 (Europa) / Validity : None Ex ia G Zone 0 (International) / Validity : None Ex ia G Zone 0 (Korea) / Validity : None Ex ia G Zone 0 (North America) / Validity : None Ex ia G Zone 0 (United Kingdom) / Validity : None Ex nA G Zone 2 (Europa) / Validity : None Ex nA G Zone 2 (International) / Validity : None Ex nA G Zone 2 (United Kingdom) / Validity : None Ex ia G Zone 0 (Europa) / Validity : None Ex ia G Zone 0 (International) / Validity : None Ex ia G Zone 0 (Korea) / Validity : None Ex ia G Zone 0 (North America) / Validity : None Ex ia G Zone 0 (United Kingdom) / Validity : None Ex nA G Zone 2 (Europa) / Validity : None Ex nA G Zone 2 (International) / Validity : None Ex nA G Zone 2 (United Kingdom) / Validity : None Ex ia G Zone 0 (Europa) / Validity : None Ex ia G Zone 0 (International) / Validity : None Ex ia G Zone 0 (Korea) / Validity : None Ex ia G Zone 0 (North America) / Validity : None Ex ia G Zone 0 (United Kingdom) / Validity : None Ex nA G Zone 2 (Europa) / Validity : None Ex nA G Zone 2 (International) / Validity : None Ex nA G Zone 2 (United Kingdom) / Validity : None Ex ia G Zone 0 (Europa) / Validity : None Ex ia G Zone 0 (International) / Validity : None Ex ia G Zone 0 (Korea) / Validity : None Ex ia G Zone 0 (North America) / Validity : None Ex ia G Zone 0 (United Kingdom) / Validity : None Ex nA G Zone 2 (Europa) / Validity : None Ex nA G Zone 2 (International) / Validity : None Ex nA G Zone 2 (United Kingdom) / Validity : None Ex ia G Zone 0 (Europa) / Validity : None Ex ia G Zone 0 (International) / Validity : None Ex ia G Zone 0 (Korea) / Validity : None Ex ia G Zone 0 (North America) / Validity : None Ex ia G Zone 0 (United Kingdom) / Validity : None Ex nA G Zone 2 (Europa) / Validity : None Ex nA G Zone 2 (International) / Validity : None Ex nA G Zone 2 (United Kingdom) / Validity : None Ex ia G Zone 0 (Europa) / Validity : None Ex ia G Zone 0 (International) / Validity : None Ex ia G Zone 0 (Korea) / Validity : None Ex ia G Zone 0 (North America) / Validity : None Ex ia G Zone 0 (United Kingdom) / Validity : None Ex nA G Zone 2 (Europa) / Validity : None Ex nA G Zone 2 (International) / Validity : None Ex nA G Zone 2 (United Kingdom) / Validity : None Ex ia G Zone 0 (Europa) / Validity : None Ex ia G Zone 0 (International) / Validity : None Ex ia G Zone 0 (Korea) / Validity : None Ex ia G Zone 0 (North America) / Validity : None Ex ia G Zone 0 (United Kingdom) / Validity : None Ex nA G Zone 2 (Europa) / Validity : None Ex nA G Zone 2 (International) / Validity : None Ex nA G Zone 2 (United Kingdom) / Validity : None Ex ia G Zone 0 (Europa) / Validity : None Ex ia G Zone 0 (International) / Validity : None Ex ia G Zone 0 (Korea) / Validity : None Ex ia G Zone 0 (North America) / Validity : None Ex ia G Zone 0 (United Kingdom) / Validity : None Ex nA G Zone 2 (Europa) / Validity : None Ex nA G Zone 2 (International) / Validity : None Ex nA G Zone 2 (United Kingdom) / Validity : None Ex ia G Zone 0 (Europa) / Validity : None Ex ia G Zone 0 (International) / Validity : None Ex ia G Zone 0 (Korea) / Validity : None Ex ia G Zone 0 (North America) / Validity : None Ex ia G Zone 0 (United Kingdom) / Validity : None Ex nA G Zone 2 (Europa) / Validity : None Ex nA G Zone 2 (International) / Validity : None Ex nA G Zone 2 (United Kingdom) / Validity : None Ex ia G Zone 0 (Europa) / Validity : None Ex ia G Zone 0 (International) / Validity : None Ex ia G Zone 0 (Korea) / Validity : None Ex ia G Zone 0 (North America) / Validity : None Ex ia G Zone 0 (United Kingdom) / Validity : None Ex nA G Zone 2 (Europa) / Validity : None Ex nA G Zone 2 (International) / Validity : None Ex nA G Zone 2 (United Kingdom) / Validity : None Ex ia G Zone 0 (Europa) / Validity : None Ex ia G Zone 0 (International) / Validity : None Ex ia G Zone 0 (Korea) / Validity : None Ex ia G Zone 0 (North America) / Validity : None Ex ia G Zone 0 (United Kingdom) / Validity : None Ex nA G Zone 2 (Europa) / Validity : None Ex nA G Zone 2 (International) / Validity : None Ex nA G Zone 2 (United Kingdom) / Validity : None Ex ia G Zone 0 (Europa) / Validity : None Ex ia G Zone 0 (International) / Validity : None Ex ia G Zone 0 (Korea) / Validity : None Ex ia G Zone 0 (North America) / Validity : None Ex ia G Zone 0 (United Kingdom) / Validity : None Ex nA G Zone 2 (Europa) / Validity : None Ex nA G Zone 2 (International) / Validity : None Ex nA G Zone 2 (United Kingdom) / Validity : None Ex ia G Zone 0 (Europa) / Validity : None Ex ia G Zone 0 (International) / Validity : None Ex ia G Zone 0 (Korea) / Validity : None Ex ia G Zone 0 (North America) / Validity : None Ex ia G Zone 0 (United Kingdom) / Validity : None Ex nA G Zone 2 (Europa) / Validity : None Ex nA G Zone 2 (International) / Validity : None Ex nA G Zone 2 (United Kingdom) / Validity : None Ex ia G Zone 0 (Europa) / Validity : None Ex ia G Zone 0 (International) / Validity : None Ex ia G Zone 0 (Korea) / Validity : None Ex ia G Zone 0 (North America) / Validity : None Ex ia G Zone 0 (United Kingdom) / Validity : None Ex nA G Zone 2 (Europa) / Validity : None Ex nA G Zone 2 (International) / Validity : None Ex nA G Zone 2 (United Kingdom) / Validity : None Ex ia G Zone 0 (Europa) / Validity : None Ex ia G Zone 0 (International) / Validity : None Ex ia G Zone 0 (North America) / Validity : None Ex ia G Zone 0 (United Kingdom) / Validity : None Ex nA G Zone 2 (Europa) / Validity : None Ex nA G Zone 2 (International) / Validity : None Ex nA G Zone 2 (United Kingdom) / Validity : None Ex ia G Zone 0 (Europa) / Validity : None Ex ia G Zone 0 (International) / Validity : None Ex ia G Zone 0 (North America) / Validity : None Ex ia G Zone 0 (United Kingdom) / Validity : None Ex nA G Zone 2 (Europa) / Validity : None Ex nA G Zone 2 (International) / Validity : None Ex nA G Zone 2 (United Kingdom) / Validity : None Ex ia G Zone 0 (Europa) / Validity : None Ex ia G Zone 0 (International) / Validity : None Ex ia G Zone 0 (North America) / Validity : None Ex ia G Zone 0 (United Kingdom) / Validity : None Ex nA G Zone 2 (Europa) / Validity : None Ex nA G Zone 2 (International) / Validity : None Ex nA G Zone 2 (United Kingdom) / Validity : None Ex ia G Zone 0 (Europa) / Validity : None Ex ia G Zone 0 (International) / Validity : None Ex ia G Zone 0 (North America) / Validity : None Ex ia G Zone 0 (United Kingdom) / Validity : None Ex nA G Zone 2 (Europa) / Validity : None Ex nA G Zone 2 (International) / Validity : None Ex nA G Zone 2 (United Kingdom) / Validity : None Ex ia G Zone 0 (Europa) / Validity : None Ex ia G Zone 0 (International) / Validity : None Ex ia G Zone 0 (Korea) / Validity : None Ex ia G Zone 0 (North America) / Validity : None Ex ia G Zone 0 (United Kingdom) / Validity : None Ex nA G Zone 2 (Europa) / Validity : None Ex nA G Zone 2 (International) / Validity : None Ex nA G Zone 2 (United Kingdom) / Validity : None Ex ia G Zone 0 (Europa) / Validity : None Ex ia G Zone 0 (International) / Validity : None Ex ia G Zone 0 (Korea) / Validity : None Ex ia G Zone 0 (North America) / Validity : None Ex ia G Zone 0 (United Kingdom) / Validity : None Ex nA G Zone 2 (Europa) / Validity : None Ex nA G Zone 2 (International) / Validity : None Ex nA G Zone 2 (United Kingdom) / Validity : None Ex ia G Zone 0 (Europa) / Validity : None Ex ia G Zone 0 (International) / Validity : None Ex ia G Zone 0 (Korea) / Validity : None Ex ia G Zone 0 (North America) / Validity : None Ex ia G Zone 0 (United Kingdom) / Validity : None Ex nA G Zone 2 (Europa) / Validity : None Ex nA G Zone 2 (International) / Validity : None Ex nA G Zone 2 (United Kingdom) / Validity : None Ex ia G Zone 0 (Europa) / Validity : None Ex ia G Zone 0 (International) / Validity : None Ex ia G Zone 0 (Korea) / Validity : None Ex ia G Zone 0 (North America) / Validity : None Ex ia G Zone 0 (United Kingdom) / Validity : None Ex nA G Zone 2 (Europa) / Validity : None Ex nA G Zone 2 (International) / Validity : None Ex nA G Zone 2 (United Kingdom) / Validity : None Ex ia G Zone 0 (Europa) / Validity : None Ex ia G Zone 0 (International) / Validity : None Ex ia G Zone 0 (Korea) / Validity : None Ex ia G Zone 0 (North America) / Validity : None Ex ia G Zone 0 (United Kingdom) / Validity : None Ex nA G Zone 2 (Europa) / Validity : None Ex nA G Zone 2 (International) / Validity : None Ex nA G Zone 2 (United Kingdom) / Validity : None Ex ia G Zone 0 (Europa) / Validity : None Ex ia G Zone 0 (International) / Validity : None Ex ia G Zone 0 (Korea) / Validity : None Ex ia G Zone 0 (North America) / Validity : None Ex ia G Zone 0 (United Kingdom) / Validity : None Ex ib G Zone 1 (Japan) / Validity : 22.08.2025 Ex nA G Zone 2 (Europa) / Validity : None Ex nA G Zone 2 (International) / Validity : None Ex nA G Zone 2 (United Kingdom) / Validity : None Ex ia G Zone 0 (Europa) / Validity : None Ex ia G Zone 0 (International) / Validity : None Ex ia G Zone 0 (Korea) / Validity : None Ex ia G Zone 0 (North America) / Validity : None Ex ia G Zone 0 (United Kingdom) / Validity : None Ex nA G Zone 2 (Europa) / Validity : None Ex nA G Zone 2 (International) / Validity : None Ex nA G Zone 2 (United Kingdom) / Validity : None Ex ia G Zone 0 (Europa) / Validity : None Ex ia G Zone 0 (International) / Validity : None Ex ia G Zone 0 (Korea) / Validity : None Ex ia G Zone 0 (North America) / Validity : None Ex ia G Zone 0 (United Kingdom) / Validity : None Ex nA G Zone 2 (Europa) / Validity : None Ex nA G Zone 2 (International) / Validity : None Ex nA G Zone 2 (United Kingdom) / Validity : None Ex ia G Zone 0 (Europa) / Validity : None Ex ia G Zone 0 (International) / Validity : None Ex ia G Zone 0 (Korea) / Validity : None Ex ia G Zone 0 (North America) / Validity : None Ex ia G Zone 0 (United Kingdom) / Validity : None Ex ib G Zone 1 (Japan) / Validity : 24.05.2024 Ex nA G Zone 2 (Europa) / Validity : None Ex nA G Zone 2 (International) / Validity : None Ex nA G Zone 2 (United Kingdom) / Validity : None Ex ia G Zone 0 (Europa) / Validity : None Ex ia G Zone 0 (International) / Validity : None Ex ia G Zone 0 (Korea) / Validity : None Ex ia G Zone 0 (North America) / Validity : None Ex ia G Zone 0 (United Kingdom) / Validity : None Ex nA G Zone 2 (Europa) / Validity : None Ex nA G Zone 2 (International) / Validity : None Ex nA G Zone 2 (United Kingdom) / Validity : None Ex ia G Zone 0 (Europa) / Validity : None Ex ia G Zone 0 (International) / Validity : None Ex ia G Zone 0 (Korea) / Validity : None Ex ia G Zone 0 (North America) / Validity : None Ex ia G Zone 0 (United Kingdom) / Validity : None Ex nA G Zone 2 (Europa) / Validity : None Ex nA G Zone 2 (International) / Validity : None Ex nA G Zone 2 (United Kingdom) / Validity : None Ex ia G Zone 0 (Europa) / Validity : None Ex ia G Zone 0 (International) / Validity : None Ex ia G Zone 0 (Korea) / Validity : None Ex ia G Zone 0 (North America) / Validity : None Ex ia G Zone 0 (United Kingdom) / Validity : None Ex nA G Zone 2 (Europa) / Validity : None Ex nA G Zone 2 (International) / Validity : None Ex nA G Zone 2 (United Kingdom) / Validity : None Ex ia G Zone 0 (Europa) / Validity : None Ex ia G Zone 0 (International) / Validity : None Ex ia G Zone 0 (Korea) / Validity : None Ex ia G Zone 0 (North America) / Validity : None Ex ia G Zone 0 (United Kingdom) / Validity : None Ex nA G Zone 2 (Europa) / Validity : None Ex nA G Zone 2 (International) / Validity : None Ex nA G Zone 2 (United Kingdom) / Validity : None Ex ia G Zone 0 (Europa) / Validity : None Ex ia G Zone 0 (International) / Validity : None Ex ia G Zone 0 (Korea) / Validity : None Ex ia G Zone 0 (North America) / Validity : None Ex ia G Zone 0 (United Kingdom) / Validity : None Ex nA G Zone 2 (Europa) / Validity : None Ex nA G Zone 2 (International) / Validity : None Ex nA G Zone 2 (United Kingdom) / Validity : None Ex ia G Zone 0 (Europa) / Validity : None Ex ia G Zone 0 (International) / Validity : None Ex ia G Zone 0 (Korea) / Validity : None Ex ia G Zone 0 (North America) / Validity : None Ex ia G Zone 0 (United Kingdom) / Validity : None Ex nA G Zone 2 (Europa) / Validity : None Ex nA G Zone 2 (International) / Validity : None Ex nA G Zone 2 (United Kingdom) / Validity : None Ex ia G Zone 0 (Europa) / Validity : None Ex ia G Zone 0 (International) / Validity : None Ex ia G Zone 0 (Korea) / Validity : None Ex ia G Zone 0 (North America) / Validity : None Ex ia G Zone 0 (United Kingdom) / Validity : None Ex nA G Zone 2 (Europa) / Validity : None Ex nA G Zone 2 (International) / Validity : None Ex nA G Zone 2 (United Kingdom) / Validity : None Ex ia G Zone 0 (Europa) / Validity : None Ex ia G Zone 0 (International) / Validity : None Ex ia G Zone 0 (Korea) / Validity : None Ex ia G Zone 0 (North America) / Validity : None Ex ia G Zone 0 (United Kingdom) / Validity : None Ex nA G Zone 2 (Europa) / Validity : None Ex nA G Zone 2 (International) / Validity : None Ex nA G Zone 2 (United Kingdom) / Validity : None Ex ia G Zone 0 (Europa) / Validity : None Ex ia G Zone 0 (International) / Validity : None Ex ia G Zone 0 (Korea) / Validity : None Ex ia G Zone 0 (North America) / Validity : None Ex ia G Zone 0 (United Kingdom) / Validity : None Ex nA G Zone 2 (Europa) / Validity : None Ex nA G Zone 2 (International) / Validity : None Ex nA G Zone 2 (United Kingdom) / Validity : None Ex ia G Zone 0 (Europa) / Validity : None Ex ia G Zone 0 (International) / Validity : None Ex ia G Zone 0 (Korea) / Validity : None Ex ia G Zone 0 (North America) / Validity : None Ex ia G Zone 0 (United Kingdom) / Validity : None Ex nA G Zone 2 (Europa) / Validity : None Ex nA G Zone 2 (International) / Validity : None Ex nA G Zone 2 (United Kingdom) / Validity : None Ex ia G Zone 0 (Europa) / Validity : None Ex ia G Zone 0 (International) / Validity : None Ex ia G Zone 0 (Korea) / Validity : None Ex ia G Zone 0 (North America) / Validity : None Ex ia G Zone 0 (United Kingdom) / Validity : None Ex nA G Zone 2 (Europa) / Validity : None Ex nA G Zone 2 (International) / Validity : None Ex nA G Zone 2 (United Kingdom) / Validity : None Ex ia G Zone 0 (Europa) / Validity : None Ex ia G Zone 0 (International) / Validity : None Ex ia G Zone 0 (Korea) / Validity : None Ex ia G Zone 0 (North America) / Validity : None Ex ia G Zone 0 (United Kingdom) / Validity : None Ex nA G Zone 2 (Europa) / Validity : None Ex nA G Zone 2 (International) / Validity : None Ex nA G Zone 2 (United Kingdom) / Validity : None Ex ia G Zone 0 (Europa) / Validity : None Ex ia G Zone 0 (International) / Validity : None Ex ia G Zone 0 (Korea) / Validity : None Ex ia G Zone 0 (North America) / Validity : None Ex ia G Zone 0 (United Kingdom) / Validity : None Ex nA G Zone 2 (Europa) / Validity : None Ex nA G Zone 2 (International) / Validity : None Ex nA G Zone 2 (United Kingdom) / Validity : None Ex ia G Zone 0 (Europa) / Validity : None Ex ia G Zone 0 (International) / Validity : None Ex ia G Zone 0 (Korea) / Validity : None Ex ia G Zone 0 (North America) / Validity : None Ex ia G Zone 0 (United Kingdom) / Validity : None Ex nA G Zone 2 (Europa) / Validity : None Ex nA G Zone 2 (International) / Validity : None Ex nA G Zone 2 (United Kingdom) / Validity : None Ex ia G Zone 0 (Europa) / Validity : None Ex ia G Zone 0 (International) / Validity : None Ex ia G Zone 0 (Korea) / Validity : None Ex ia G Zone 0 (North America) / Validity : None Ex ia G Zone 0 (United Kingdom) / Validity : None Ex nA G Zone 2 (Europa) / Validity : None Ex nA G Zone 2 (International) / Validity : None Ex nA G Zone 2 (United Kingdom) / Validity : None Ex ia G Zone 0 (Europa) / Validity : None Ex ia G Zone 0 (International) / Validity : None Ex ia G Zone 0 (Korea) / Validity : None Ex ia G Zone 0 (North America) / Validity : None Ex ia G Zone 0 (United Kingdom) / Validity : None Ex nA G Zone 2 (Europa) / Validity : None Ex nA G Zone 2 (International) / Validity : None Ex nA G Zone 2 (United Kingdom) / Validity : None Ex ia G Zone 0 (Europa) / Validity : None Ex ia G Zone 0 (International) / Validity : None Ex ia G Zone 0 (Korea) / Validity : None Ex ia G Zone 0 (North America) / Validity : None Ex ia G Zone 0 (United Kingdom) / Validity : None Ex nA G Zone 2 (Europa) / Validity : None Ex nA G Zone 2 (International) / Validity : None Ex nA G Zone 2 (United Kingdom) / Validity : None Ex ia G Zone 0 (Europa) / Validity : None Ex ia G Zone 0 (International) / Validity : None Ex ia G Zone 0 (Korea) / Validity : None Ex ia G Zone 0 (North America) / Validity : None Ex ia G Zone 0 (United Kingdom) / Validity : None Ex nA G Zone 2 (Europa) / Validity : None Ex nA G Zone 2 (International) / Validity : None Ex nA G Zone 2 (United Kingdom) / Validity : None Ex ia G Zone 0 (Europa) / Validity : None Ex ia G Zone 0 (International) / Validity : None Ex ia G Zone 0 (North America) / Validity : None Ex ia G Zone 0 (United Kingdom) / Validity : None Ex nA G Zone 2 (Europa) / Validity : None Ex nA G Zone 2 (International) / Validity : None Ex nA G Zone 2 (United Kingdom) / Validity : None Ex ia G Zone 0 (Europa) / Validity : None Ex ia G Zone 0 (International) / Validity : None Ex ia G Zone 0 (North America) / Validity : None Ex ia G Zone 0 (United Kingdom) / Validity : None Ex nA G Zone 2 (Europa) / Validity : None Ex nA G Zone 2 (International) / Validity : None Ex nA G Zone 2 (United Kingdom) / Validity : None Ex ia G Zone 0 (Europa) / Validity : None Ex ia G Zone 0 (International) / Validity : None Ex ia G Zone 0 (North America) / Validity : None Ex ia G Zone 0 (United Kingdom) / Validity : None Ex nA G Zone 2 (Europa) / Validity : None Ex nA G Zone 2 (International) / Validity : None Ex nA G Zone 2 (United Kingdom) / Validity : None Ex ia G Zone 0 (Europa) / Validity : None Ex ia G Zone 0 (International) / Validity : None Ex ia G Zone 0 (Korea) / Validity : None Ex ia G Zone 0 (North America) / Validity : None Ex ia G Zone 0 (United Kingdom) / Validity : None Ex nA G Zone 2 (Europa) / Validity : None Ex nA G Zone 2 (International) / Validity : None Ex nA G Zone 2 (United Kingdom) / Validity : None Ex ia G Zone 0 (Europa) / Validity : None Ex ia G Zone 0 (International) / Validity : None Ex ia G Zone 0 (North America) / Validity : None Ex ia G Zone 0 (Russia, Belarus, Kyrgyzstan, Armenia, Kazakhstan) / Validity : 18.02.2026 Ex nA G Zone 2 (Europa) / Validity : None Ex nA G Zone 2 (International) / Validity : None Ex nA G Zone 2 (North America) / Validity : None Ex nA G Zone 2 (Russia, Belarus, Kyrgyzstan, Armenia, Kazakhstan) / Validity : 18.02.2026 | No | No | .
143-505-000-03x | 143-505-000-031 | DocManager | CP505-031 Piezoelectric Dynamic Pressure Sensor | CP505-031 | VM-Lemo type 0 connector, 3 m integral MI cable | . | 90pC/bar | -70 | 560 | 2 | 10000 | LEMO type 0 | CPxxx, IPC707, GSI127, EC153, MA104, MA Seal, ABAxxx, JB105, JB116 | . |  |  |  | . | Switzerland | 90262000 |  |  | . | Dynamic Pressure Sensors | Dynamic pressure sensors (CP) | . | Ex ia G Zone 0 (Europa) / Validity : None Ex ia G Zone 0 (International) / Validity : None Ex ia G Zone 0 (Korea) / Validity : None Ex ia G Zone 0 (North America) / Validity : None Ex ia G Zone 0 (United Kingdom) / Validity : None Ex nA G Zone 2 (Europa) / Validity : None Ex nA G Zone 2 (International) / Validity : None Ex nA G Zone 2 (United Kingdom) / Validity : None Ex ia G Zone 0 (Europa) / Validity : None Ex ia G Zone 0 (International) / Validity : None Ex ia G Zone 0 (Korea) / Validity : None Ex ia G Zone 0 (North America) / Validity : None Ex ia G Zone 0 (United Kingdom) / Validity : None Ex nA G Zone 2 (Europa) / Validity : None Ex nA G Zone 2 (International) / Validity : None Ex nA G Zone 2 (United Kingdom) / Validity : None Ex ia G Zone 0 (Europa) / Validity : None Ex ia G Zone 0 (International) / Validity : None Ex ia G Zone 0 (Korea) / Validity : None Ex ia G Zone 0 (North America) / Validity : None Ex ia G Zone 0 (United Kingdom) / Validity : None Ex nA G Zone 2 (Europa) / Validity : None Ex nA G Zone 2 (International) / Validity : None Ex nA G Zone 2 (United Kingdom) / Validity : None Ex ia G Zone 0 (Europa) / Validity : None Ex ia G Zone 0 (International) / Validity : None Ex ia G Zone 0 (Korea) / Validity : None Ex ia G Zone 0 (North America) / Validity : None Ex ia G Zone 0 (United Kingdom) / Validity : None Ex nA G Zone 2 (Europa) / Validity : None Ex nA G Zone 2 (International) / Validity : None Ex nA G Zone 2 (United Kingdom) / Validity : None Ex ia G Zone 0 (Europa) / Validity : None Ex ia G Zone 0 (International) / Validity : None Ex ia G Zone 0 (Korea) / Validity : None Ex ia G Zone 0 (North America) / Validity : None Ex ia G Zone 0 (United Kingdom) / Validity : None Ex nA G Zone 2 (Europa) / Validity : None Ex nA G Zone 2 (International) / Validity : None Ex nA G Zone 2 (United Kingdom) / Validity : None Ex ia G Zone 0 (Europa) / Validity : None Ex ia G Zone 0 (International) / Validity : None Ex ia G Zone 0 (Korea) / Validity : None Ex ia G Zone 0 (North America) / Validity : None Ex ia G Zone 0 (United Kingdom) / Validity : None Ex nA G Zone 2 (Europa) / Validity : None Ex nA G Zone 2 (International) / Validity : None Ex nA G Zone 2 (United Kingdom) / Validity : None Ex ia G Zone 0 (Europa) / Validity : None Ex ia G Zone 0 (International) / Validity : None Ex ia G Zone 0 (Korea) / Validity : None Ex ia G Zone 0 (North America) / Validity : None Ex ia G Zone 0 (United Kingdom) / Validity : None Ex nA G Zone 2 (Europa) / Validity : None Ex nA G Zone 2 (International) / Validity : None Ex nA G Zone 2 (United Kingdom) / Validity : None Ex ia G Zone 0 (Europa) / Validity : None Ex ia G Zone 0 (International) / Validity : None Ex ia G Zone 0 (Korea) / Validity : None Ex ia G Zone 0 (North America) / Validity : None Ex ia G Zone 0 (United Kingdom) / Validity : None Ex nA G Zone 2 (Europa) / Validity : None Ex nA G Zone 2 (International) / Validity : None Ex nA G Zone 2 (United Kingdom) / Validity : None Ex ia G Zone 0 (Europa) / Validity : None Ex ia G Zone 0 (International) / Validity : None Ex ia G Zone 0 (Korea) / Validity : None Ex ia G Zone 0 (North America) / Validity : None Ex ia G Zone 0 (United Kingdom) / Validity : None Ex nA G Zone 2 (Europa) / Validity : None Ex nA G Zone 2 (International) / Validity : None Ex nA G Zone 2 (United Kingdom) / Validity : None Ex ia G Zone 0 (Europa) / Validity : None Ex ia G Zone 0 (International) / Validity : None Ex ia G Zone 0 (Korea) / Validity : None Ex ia G Zone 0 (North America) / Validity : None Ex ia G Zone 0 (United Kingdom) / Validity : None Ex nA G Zone 2 (Europa) / Validity : None Ex nA G Zone 2 (International) / Validity : None Ex nA G Zone 2 (United Kingdom) / Validity : None Ex ia G Zone 0 (Europa) / Validity : None Ex ia G Zone 0 (International) / Validity : None Ex ia G Zone 0 (Korea) / Validity : None Ex ia G Zone 0 (North America) / Validity : None Ex ia G Zone 0 (United Kingdom) / Validity : None Ex nA G Zone 2 (Europa) / Validity : None Ex nA G Zone 2 (International) / Validity : None Ex nA G Zone 2 (United Kingdom) / Validity : None Ex ia G Zone 0 (Europa) / Validity : None Ex ia G Zone 0 (International) / Validity : None Ex ia G Zone 0 (Korea) / Validity : None Ex ia G Zone 0 (North America) / Validity : None Ex ia G Zone 0 (United Kingdom) / Validity : None Ex nA G Zone 2 (Europa) / Validity : None Ex nA G Zone 2 (International) / Validity : None Ex nA G Zone 2 (United Kingdom) / Validity : None Ex ia G Zone 0 (Europa) / Validity : None Ex ia G Zone 0 (International) / Validity : None Ex ia G Zone 0 (Korea) / Validity : None Ex ia G Zone 0 (North America) / Validity : None Ex ia G Zone 0 (United Kingdom) / Validity : None Ex nA G Zone 2 (Europa) / Validity : None Ex nA G Zone 2 (International) / Validity : None Ex nA G Zone 2 (United Kingdom) / Validity : None Ex ia G Zone 0 (Europa) / Validity : None Ex ia G Zone 0 (International) / Validity : None Ex ia G Zone 0 (Korea) / Validity : None Ex ia G Zone 0 (North America) / Validity : None Ex ia G Zone 0 (United Kingdom) / Validity : None Ex nA G Zone 2 (Europa) / Validity : None Ex nA G Zone 2 (International) / Validity : None Ex nA G Zone 2 (United Kingdom) / Validity : None Ex ia G Zone 0 (Europa) / Validity : None Ex ia G Zone 0 (International) / Validity : None Ex ia G Zone 0 (Korea) / Validity : None Ex ia G Zone 0 (North America) / Validity : None Ex ia G Zone 0 (United Kingdom) / Validity : None Ex nA G Zone 2 (Europa) / Validity : None Ex nA G Zone 2 (International) / Validity : None Ex nA G Zone 2 (United Kingdom) / Validity : None Ex ia G Zone 0 (Europa) / Validity : None Ex ia G Zone 0 (International) / Validity : None Ex ia G Zone 0 (Korea) / Validity : None Ex ia G Zone 0 (North America) / Validity : None Ex ia G Zone 0 (United Kingdom) / Validity : None Ex nA G Zone 2 (Europa) / Validity : None Ex nA G Zone 2 (International) / Validity : None Ex nA G Zone 2 (United Kingdom) / Validity : None Ex ia G Zone 0 (Europa) / Validity : None Ex ia G Zone 0 (International) / Validity : None Ex ia G Zone 0 (Korea) / Validity : None Ex ia G Zone 0 (North America) / Validity : None Ex ia G Zone 0 (United Kingdom) / Validity : None Ex nA G Zone 2 (Europa) / Validity : None Ex nA G Zone 2 (International) / Validity : None Ex nA G Zone 2 (United Kingdom) / Validity : None Ex ia G Zone 0 (Europa) / Validity : None Ex ia G Zone 0 (International) / Validity : None Ex ia G Zone 0 (Korea) / Validity : None Ex ia G Zone 0 (North America) / Validity : None Ex ia G Zone 0 (United Kingdom) / Validity : None Ex nA G Zone 2 (Europa) / Validity : None Ex nA G Zone 2 (International) / Validity : None Ex nA G Zone 2 (United Kingdom) / Validity : None Ex ia G Zone 0 (Europa) / Validity : None Ex ia G Zone 0 (International) / Validity : None Ex ia G Zone 0 (Korea) / Validity : None Ex ia G Zone 0 (North America) / Validity : None Ex ia G Zone 0 (United Kingdom) / Validity : None Ex nA G Zone 2 (Europa) / Validity : None Ex nA G Zone 2 (International) / Validity : None Ex nA G Zone 2 (United Kingdom) / Validity : None Ex ia G Zone 0 (Europa) / Validity : None Ex ia G Zone 0 (International) / Validity : None Ex ia G Zone 0 (Korea) / Validity : None Ex ia G Zone 0 (North America) / Validity : None Ex ia G Zone 0 (United Kingdom) / Validity : None Ex nA G Zone 2 (Europa) / Validity : None Ex nA G Zone 2 (International) / Validity : None Ex nA G Zone 2 (United Kingdom) / Validity : None Ex ia G Zone 0 (Europa) / Validity : None Ex ia G Zone 0 (International) / Validity : None Ex ia G Zone 0 (Korea) / Validity : None Ex ia G Zone 0 (North America) / Validity : None Ex ia G Zone 0 (United Kingdom) / Validity : None Ex nA G Zone 2 (Europa) / Validity : None Ex nA G Zone 2 (International) / Validity : None Ex nA G Zone 2 (United Kingdom) / Validity : None Ex ia G Zone 0 (Europa) / Validity : None Ex ia G Zone 0 (International) / Validity : None Ex ia G Zone 0 (Korea) / Validity : None Ex ia G Zone 0 (North America) / Validity : None Ex ia G Zone 0 (United Kingdom) / Validity : None Ex nA G Zone 2 (Europa) / Validity : None Ex nA G Zone 2 (International) / Validity : None Ex nA G Zone 2 (United Kingdom) / Validity : None Ex ia G Zone 0 (Europa) / Validity : None Ex ia G Zone 0 (International) / Validity : None Ex ia G Zone 0 (Korea) / Validity : None Ex ia G Zone 0 (North America) / Validity : None Ex ia G Zone 0 (United Kingdom) / Validity : None Ex nA G Zone 2 (Europa) / Validity : None Ex nA G Zone 2 (International) / Validity : None Ex nA G Zone 2 (United Kingdom) / Validity : None Ex ia G Zone 0 (Europa) / Validity : None Ex ia G Zone 0 (International) / Validity : None Ex ia G Zone 0 (Korea) / Validity : None Ex ia G Zone 0 (North America) / Validity : None Ex ia G Zone 0 (United Kingdom) / Validity : None Ex nA G Zone 2 (Europa) / Validity : None Ex nA G Zone 2 (International) / Validity : None Ex nA G Zone 2 (United Kingdom) / Validity : None Ex ia G Zone 0 (Europa) / Validity : None Ex ia G Zone 0 (International) / Validity : None Ex ia G Zone 0 (Korea) / Validity : None Ex ia G Zone 0 (North America) / Validity : None Ex ia G Zone 0 (United Kingdom) / Validity : None Ex nA G Zone 2 (Europa) / Validity : None Ex nA G Zone 2 (International) / Validity : None Ex nA G Zone 2 (United Kingdom) / Validity : None Ex ia G Zone 0 (Europa) / Validity : None Ex ia G Zone 0 (International) / Validity : None Ex ia G Zone 0 (North America) / Validity : None Ex ia G Zone 0 (United Kingdom) / Validity : None Ex nA G Zone 2 (Europa) / Validity : None Ex nA G Zone 2 (International) / Validity : None Ex nA G Zone 2 (United Kingdom) / Validity : None Ex ia G Zone 0 (Europa) / Validity : None Ex ia G Zone 0 (International) / Validity : None Ex ia G Zone 0 (North America) / Validity : None Ex ia G Zone 0 (United Kingdom) / Validity : None Ex nA G Zone 2 (Europa) / Validity : None Ex nA G Zone 2 (International) / Validity : None Ex nA G Zone 2 (United Kingdom) / Validity : None Ex ia G Zone 0 (Europa) / Validity : None Ex ia G Zone 0 (International) / Validity : None Ex ia G Zone 0 (North America) / Validity : None Ex ia G Zone 0 (United Kingdom) / Validity : None Ex nA G Zone 2 (Europa) / Validity : None Ex nA G Zone 2 (International) / Validity : None Ex nA G Zone 2 (United Kingdom) / Validity : None Ex ia G Zone 0 (Europa) / Validity : None Ex ia G Zone 0 (International) / Validity : None Ex ia G Zone 0 (North America) / Validity : None Ex ia G Zone 0 (United Kingdom) / Validity : None Ex nA G Zone 2 (Europa) / Validity : None Ex nA G Zone 2 (International) / Validity : None Ex nA G Zone 2 (United Kingdom) / Validity : None Ex ia G Zone 0 (Europa) / Validity : None Ex ia G Zone 0 (International) / Validity : None Ex ia G Zone 0 (Korea) / Validity : None Ex ia G Zone 0 (North America) / Validity : None Ex ia G Zone 0 (United Kingdom) / Validity : None Ex nA G Zone 2 (Europa) / Validity : None Ex nA G Zone 2 (International) / Validity : None Ex nA G Zone 2 (United Kingdom) / Validity : None Ex ia G Zone 0 (Europa) / Validity : None Ex ia G Zone 0 (International) / Validity : None Ex ia G Zone 0 (Korea) / Validity : None Ex ia G Zone 0 (North America) / Validity : None Ex ia G Zone 0 (United Kingdom) / Validity : None Ex nA G Zone 2 (Europa) / Validity : None Ex nA G Zone 2 (International) / Validity : None Ex nA G Zone 2 (United Kingdom) / Validity : None Ex ia G Zone 0 (Europa) / Validity : None Ex ia G Zone 0 (International) / Validity : None Ex ia G Zone 0 (Korea) / Validity : None Ex ia G Zone 0 (North America) / Validity : None Ex ia G Zone 0 (United Kingdom) / Validity : None Ex nA G Zone 2 (Europa) / Validity : None Ex nA G Zone 2 (International) / Validity : None Ex nA G Zone 2 (United Kingdom) / Validity : None Ex ia G Zone 0 (Europa) / Validity : None Ex ia G Zone 0 (International) / Validity : None Ex ia G Zone 0 (Korea) / Validity : None Ex ia G Zone 0 (North America) / Validity : None Ex ia G Zone 0 (United Kingdom) / Validity : None Ex nA G Zone 2 (Europa) / Validity : None Ex nA G Zone 2 (International) / Validity : None Ex nA G Zone 2 (United Kingdom) / Validity : None Ex ia G Zone 0 (Europa) / Validity : None Ex ia G Zone 0 (International) / Validity : None Ex ia G Zone 0 (Korea) / Validity : None Ex ia G Zone 0 (North America) / Validity : None Ex ia G Zone 0 (United Kingdom) / Validity : None Ex nA G Zone 2 (Europa) / Validity : None Ex nA G Zone 2 (International) / Validity : None Ex nA G Zone 2 (United Kingdom) / Validity : None Ex ia G Zone 0 (Europa) / Validity : None Ex ia G Zone 0 (International) / Validity : None Ex ia G Zone 0 (Korea) / Validity : None Ex ia G Zone 0 (North America) / Validity : None Ex ia G Zone 0 (United Kingdom) / Validity : None Ex ib G Zone 1 (Japan) / Validity : 22.08.2025 Ex nA G Zone 2 (Europa) / Validity : None Ex nA G Zone 2 (International) / Validity : None Ex nA G Zone 2 (United Kingdom) / Validity : None Ex ia G Zone 0 (Europa) / Validity : None Ex ia G Zone 0 (International) / Validity : None Ex ia G Zone 0 (Korea) / Validity : None Ex ia G Zone 0 (North America) / Validity : None Ex ia G Zone 0 (United Kingdom) / Validity : None Ex nA G Zone 2 (Europa) / Validity : None Ex nA G Zone 2 (International) / Validity : None Ex nA G Zone 2 (United Kingdom) / Validity : None Ex ia G Zone 0 (Europa) / Validity : None Ex ia G Zone 0 (International) / Validity : None Ex ia G Zone 0 (Korea) / Validity : None Ex ia G Zone 0 (North America) / Validity : None Ex ia G Zone 0 (United Kingdom) / Validity : None Ex nA G Zone 2 (Europa) / Validity : None Ex nA G Zone 2 (International) / Validity : None Ex nA G Zone 2 (United Kingdom) / Validity : None Ex ia G Zone 0 (Europa) / Validity : None Ex ia G Zone 0 (International) / Validity : None Ex ia G Zone 0 (Korea) / Validity : None Ex ia G Zone 0 (North America) / Validity : None Ex ia G Zone 0 (United Kingdom) / Validity : None Ex ib G Zone 1 (Japan) / Validity : 24.05.2024 Ex nA G Zone 2 (Europa) / Validity : None Ex nA G Zone 2 (International) / Validity : None Ex nA G Zone 2 (United Kingdom) / Validity : None Ex ia G Zone 0 (Europa) / Validity : None Ex ia G Zone 0 (International) / Validity : None Ex ia G Zone 0 (Korea) / Validity : None Ex ia G Zone 0 (North America) / Validity : None Ex ia G Zone 0 (United Kingdom) / Validity : None Ex nA G Zone 2 (Europa) / Validity : None Ex nA G Zone 2 (International) / Validity : None Ex nA G Zone 2 (United Kingdom) / Validity : None Ex ia G Zone 0 (Europa) / Validity : None Ex ia G Zone 0 (International) / Validity : None Ex ia G Zone 0 (Korea) / Validity : None Ex ia G Zone 0 (North America) / Validity : None Ex ia G Zone 0 (United Kingdom) / Validity : None Ex nA G Zone 2 (Europa) / Validity : None Ex nA G Zone 2 (International) / Validity : None Ex nA G Zone 2 (United Kingdom) / Validity : None Ex ia G Zone 0 (Europa) / Validity : None Ex ia G Zone 0 (International) / Validity : None Ex ia G Zone 0 (Korea) / Validity : None Ex ia G Zone 0 (North America) / Validity : None Ex ia G Zone 0 (United Kingdom) / Validity : None Ex nA G Zone 2 (Europa) / Validity : None Ex nA G Zone 2 (International) / Validity : None Ex nA G Zone 2 (United Kingdom) / Validity : None Ex ia G Zone 0 (Europa) / Validity : None Ex ia G Zone 0 (International) / Validity : None Ex ia G Zone 0 (Korea) / Validity : None Ex ia G Zone 0 (North America) / Validity : None Ex ia G Zone 0 (United Kingdom) / Validity : None Ex nA G Zone 2 (Europa) / Validity : None Ex nA G Zone 2 (International) / Validity : None Ex nA G Zone 2 (United Kingdom) / Validity : None Ex ia G Zone 0 (Europa) / Validity : None Ex ia G Zone 0 (International) / Validity : None Ex ia G Zone 0 (Korea) / Validity : None Ex ia G Zone 0 (North America) / Validity : None Ex ia G Zone 0 (United Kingdom) / Validity : None Ex nA G Zone 2 (Europa) / Validity : None Ex nA G Zone 2 (International) / Validity : None Ex nA G Zone 2 (United Kingdom) / Validity : None Ex ia G Zone 0 (Europa) / Validity : None Ex ia G Zone 0 (International) / Validity : None Ex ia G Zone 0 (Korea) / Validity : None Ex ia G Zone 0 (North America) / Validity : None Ex ia G Zone 0 (United Kingdom) / Validity : None Ex nA G Zone 2 (Europa) / Validity : None Ex nA G Zone 2 (International) / Validity : None Ex nA G Zone 2 (United Kingdom) / Validity : None Ex ia G Zone 0 (Europa) / Validity : None Ex ia G Zone 0 (International) / Validity : None Ex ia G Zone 0 (Korea) / Validity : None Ex ia G Zone 0 (North America) / Validity : None Ex ia G Zone 0 (United Kingdom) / Validity : None Ex nA G Zone 2 (Europa) / Validity : None Ex nA G Zone 2 (International) / Validity : None Ex nA G Zone 2 (United Kingdom) / Validity : None Ex ia G Zone 0 (Europa) / Validity : None Ex ia G Zone 0 (International) / Validity : None Ex ia G Zone 0 (Korea) / Validity : None Ex ia G Zone 0 (North America) / Validity : None Ex ia G Zone 0 (United Kingdom) / Validity : None Ex nA G Zone 2 (Europa) / Validity : None Ex nA G Zone 2 (International) / Validity : None Ex nA G Zone 2 (United Kingdom) / Validity : None Ex ia G Zone 0 (Europa) / Validity : None Ex ia G Zone 0 (International) / Validity : None Ex ia G Zone 0 (Korea) / Validity : None Ex ia G Zone 0 (North America) / Validity : None Ex ia G Zone 0 (United Kingdom) / Validity : None Ex nA G Zone 2 (Europa) / Validity : None Ex nA G Zone 2 (International) / Validity : None Ex nA G Zone 2 (United Kingdom) / Validity : None Ex ia G Zone 0 (Europa) / Validity : None Ex ia G Zone 0 (International) / Validity : None Ex ia G Zone 0 (Korea) / Validity : None Ex ia G Zone 0 (North America) / Validity : None Ex ia G Zone 0 (United Kingdom) / Validity : None Ex nA G Zone 2 (Europa) / Validity : None Ex nA G Zone 2 (International) / Validity : None Ex nA G Zone 2 (United Kingdom) / Validity : None Ex ia G Zone 0 (Europa) / Validity : None Ex ia G Zone 0 (International) / Validity : None Ex ia G Zone 0 (Korea) / Validity : None Ex ia G Zone 0 (North America) / Validity : None Ex ia G Zone 0 (United Kingdom) / Validity : None Ex nA G Zone 2 (Europa) / Validity : None Ex nA G Zone 2 (International) / Validity : None Ex nA G Zone 2 (United Kingdom) / Validity : None Ex ia G Zone 0 (Europa) / Validity : None Ex ia G Zone 0 (International) / Validity : None Ex ia G Zone 0 (Korea) / Validity : None Ex ia G Zone 0 (North America) / Validity : None Ex ia G Zone 0 (United Kingdom) / Validity : None Ex nA G Zone 2 (Europa) / Validity : None Ex nA G Zone 2 (International) / Validity : None Ex nA G Zone 2 (United Kingdom) / Validity : None Ex ia G Zone 0 (Europa) / Validity : None Ex ia G Zone 0 (International) / Validity : None Ex ia G Zone 0 (Korea) / Validity : None Ex ia G Zone 0 (North America) / Validity : None Ex ia G Zone 0 (United Kingdom) / Validity : None Ex nA G Zone 2 (Europa) / Validity : None Ex nA G Zone 2 (International) / Validity : None Ex nA G Zone 2 (United Kingdom) / Validity : None Ex ia G Zone 0 (Europa) / Validity : None Ex ia G Zone 0 (International) / Validity : None Ex ia G Zone 0 (Korea) / Validity : None Ex ia G Zone 0 (North America) / Validity : None Ex ia G Zone 0 (United Kingdom) / Validity : None Ex nA G Zone 2 (Europa) / Validity : None Ex nA G Zone 2 (International) / Validity : None Ex nA G Zone 2 (United Kingdom) / Validity : None Ex ia G Zone 0 (Europa) / Validity : None Ex ia G Zone 0 (International) / Validity : None Ex ia G Zone 0 (Korea) / Validity : None Ex ia G Zone 0 (North America) / Validity : None Ex ia G Zone 0 (United Kingdom) / Validity : None Ex nA G Zone 2 (Europa) / Validity : None Ex nA G Zone 2 (International) / Validity : None Ex nA G Zone 2 (United Kingdom) / Validity : None Ex ia G Zone 0 (Europa) / Validity : None Ex ia G Zone 0 (International) / Validity : None Ex ia G Zone 0 (Korea) / Validity : None Ex ia G Zone 0 (North America) / Validity : None Ex ia G Zone 0 (United Kingdom) / Validity : None Ex nA G Zone 2 (Europa) / Validity : None Ex nA G Zone 2 (International) / Validity : None Ex nA G Zone 2 (United Kingdom) / Validity : None Ex ia G Zone 0 (Europa) / Validity : None Ex ia G Zone 0 (International) / Validity : None Ex ia G Zone 0 (Korea) / Validity : None Ex ia G Zone 0 (North America) / Validity : None Ex ia G Zone 0 (United Kingdom) / Validity : None Ex nA G Zone 2 (Europa) / Validity : None Ex nA G Zone 2 (International) / Validity : None Ex nA G Zone 2 (United Kingdom) / Validity : None Ex ia G Zone 0 (Europa) / Validity : None Ex ia G Zone 0 (International) / Validity : None Ex ia G Zone 0 (Korea) / Validity : None Ex ia G Zone 0 (North America) / Validity : None Ex ia G Zone 0 (United Kingdom) / Validity : None Ex nA G Zone 2 (Europa) / Validity : None Ex nA G Zone 2 (International) / Validity : None Ex nA G Zone 2 (United Kingdom) / Validity : None Ex ia G Zone 0 (Europa) / Validity : None Ex ia G Zone 0 (International) / Validity : None Ex ia G Zone 0 (North America) / Validity : None Ex ia G Zone 0 (United Kingdom) / Validity : None Ex nA G Zone 2 (Europa) / Validity : None Ex nA G Zone 2 (International) / Validity : None Ex nA G Zone 2 (United Kingdom) / Validity : None Ex ia G Zone 0 (Europa) / Validity : None Ex ia G Zone 0 (International) / Validity : None Ex ia G Zone 0 (North America) / Validity : None Ex ia G Zone 0 (United Kingdom) / Validity : None Ex nA G Zone 2 (Europa) / Validity : None Ex nA G Zone 2 (International) / Validity : None Ex nA G Zone 2 (United Kingdom) / Validity : None Ex ia G Zone 0 (Europa) / Validity : None Ex ia G Zone 0 (International) / Validity : None Ex ia G Zone 0 (North America) / Validity : None Ex ia G Zone 0 (United Kingdom) / Validity : None Ex nA G Zone 2 (Europa) / Validity : None Ex nA G Zone 2 (International) / Validity : None Ex nA G Zone 2 (United Kingdom) / Validity : None Ex ia G Zone 0 (Europa) / Validity : None Ex ia G Zone 0 (International) / Validity : None Ex ia G Zone 0 (Korea) / Validity : None Ex ia G Zone 0 (North America) / Validity : None Ex ia G Zone 0 (United Kingdom) / Validity : None Ex nA G Zone 2 (Europa) / Validity : None Ex nA G Zone 2 (International) / Validity : None Ex nA G Zone 2 (United Kingdom) / Validity : None Ex ia G Zone 0 (Europa) / Validity : None Ex ia G Zone 0 (International) / Validity : None Ex ia G Zone 0 (North America) / Validity : None Ex ia G Zone 0 (Russia, Belarus, Kyrgyzstan, Armenia, Kazakhstan) / Validity : 18.02.2026 Ex nA G Zone 2 (Europa) / Validity : None Ex nA G Zone 2 (International) / Validity : None Ex nA G Zone 2 (North America) / Validity : None Ex nA G Zone 2 (Russia, Belarus, Kyrgyzstan, Armenia, Kazakhstan) / Validity : 18.02.2026 | No | No | .
143-505-000-04x | 143-505-000-041 | DocManager | CP505-041 Piezoelectric Dynamic Pressure Sensor | CP505-041 | VM-Lemo type 0 connector, 5 m integral MI cable | . | 90pC/bar | -70 | 560 | 2 | 10000 | LEMO type 0 | CPxxx, IPC707, GSI127, EC153, MA104, MA Seal, ABAxxx, JB105, JB116 | . |  |  |  | . | Switzerland | 90262000 |  |  | . | Dynamic Pressure Sensors | Dynamic pressure sensors (CP) | . | Ex ia G Zone 0 (Europa) / Validity : None Ex ia G Zone 0 (International) / Validity : None Ex ia G Zone 0 (Korea) / Validity : None Ex ia G Zone 0 (North America) / Validity : None Ex ia G Zone 0 (United Kingdom) / Validity : None Ex nA G Zone 2 (Europa) / Validity : None Ex nA G Zone 2 (International) / Validity : None Ex nA G Zone 2 (United Kingdom) / Validity : None Ex ia G Zone 0 (Europa) / Validity : None Ex ia G Zone 0 (International) / Validity : None Ex ia G Zone 0 (Korea) / Validity : None Ex ia G Zone 0 (North America) / Validity : None Ex ia G Zone 0 (United Kingdom) / Validity : None Ex nA G Zone 2 (Europa) / Validity : None Ex nA G Zone 2 (International) / Validity : None Ex nA G Zone 2 (United Kingdom) / Validity : None Ex ia G Zone 0 (Europa) / Validity : None Ex ia G Zone 0 (International) / Validity : None Ex ia G Zone 0 (Korea) / Validity : None Ex ia G Zone 0 (North America) / Validity : None Ex ia G Zone 0 (United Kingdom) / Validity : None Ex nA G Zone 2 (Europa) / Validity : None Ex nA G Zone 2 (International) / Validity : None Ex nA G Zone 2 (United Kingdom) / Validity : None Ex ia G Zone 0 (Europa) / Validity : None Ex ia G Zone 0 (International) / Validity : None Ex ia G Zone 0 (Korea) / Validity : None Ex ia G Zone 0 (North America) / Validity : None Ex ia G Zone 0 (United Kingdom) / Validity : None Ex nA G Zone 2 (Europa) / Validity : None Ex nA G Zone 2 (International) / Validity : None Ex nA G Zone 2 (United Kingdom) / Validity : None Ex ia G Zone 0 (Europa) / Validity : None Ex ia G Zone 0 (International) / Validity : None Ex ia G Zone 0 (Korea) / Validity : None Ex ia G Zone 0 (North America) / Validity : None Ex ia G Zone 0 (United Kingdom) / Validity : None Ex nA G Zone 2 (Europa) / Validity : None Ex nA G Zone 2 (International) / Validity : None Ex nA G Zone 2 (United Kingdom) / Validity : None Ex ia G Zone 0 (Europa) / Validity : None Ex ia G Zone 0 (International) / Validity : None Ex ia G Zone 0 (Korea) / Validity : None Ex ia G Zone 0 (North America) / Validity : None Ex ia G Zone 0 (United Kingdom) / Validity : None Ex nA G Zone 2 (Europa) / Validity : None Ex nA G Zone 2 (International) / Validity : None Ex nA G Zone 2 (United Kingdom) / Validity : None Ex ia G Zone 0 (Europa) / Validity : None Ex ia G Zone 0 (International) / Validity : None Ex ia G Zone 0 (Korea) / Validity : None Ex ia G Zone 0 (North America) / Validity : None Ex ia G Zone 0 (United Kingdom) / Validity : None Ex nA G Zone 2 (Europa) / Validity : None Ex nA G Zone 2 (International) / Validity : None Ex nA G Zone 2 (United Kingdom) / Validity : None Ex ia G Zone 0 (Europa) / Validity : None Ex ia G Zone 0 (International) / Validity : None Ex ia G Zone 0 (Korea) / Validity : None Ex ia G Zone 0 (North America) / Validity : None Ex ia G Zone 0 (United Kingdom) / Validity : None Ex nA G Zone 2 (Europa) / Validity : None Ex nA G Zone 2 (International) / Validity : None Ex nA G Zone 2 (United Kingdom) / Validity : None Ex ia G Zone 0 (Europa) / Validity : None Ex ia G Zone 0 (International) / Validity : None Ex ia G Zone 0 (Korea) / Validity : None Ex ia G Zone 0 (North America) / Validity : None Ex ia G Zone 0 (United Kingdom) / Validity : None Ex nA G Zone 2 (Europa) / Validity : None Ex nA G Zone 2 (International) / Validity : None Ex nA G Zone 2 (United Kingdom) / Validity : None Ex ia G Zone 0 (Europa) / Validity : None Ex ia G Zone 0 (International) / Validity : None Ex ia G Zone 0 (Korea) / Validity : None Ex ia G Zone 0 (North America) / Validity : None Ex ia G Zone 0 (United Kingdom) / Validity : None Ex nA G Zone 2 (Europa) / Validity : None Ex nA G Zone 2 (International) / Validity : None Ex nA G Zone 2 (United Kingdom) / Validity : None Ex ia G Zone 0 (Europa) / Validity : None Ex ia G Zone 0 (International) / Validity : None Ex ia G Zone 0 (Korea) / Validity : None Ex ia G Zone 0 (North America) / Validity : None Ex ia G Zone 0 (United Kingdom) / Validity : None Ex nA G Zone 2 (Europa) / Validity : None Ex nA G Zone 2 (International) / Validity : None Ex nA G Zone 2 (United Kingdom) / Validity : None Ex ia G Zone 0 (Europa) / Validity : None Ex ia G Zone 0 (International) / Validity : None Ex ia G Zone 0 (Korea) / Validity : None Ex ia G Zone 0 (North America) / Validity : None Ex ia G Zone 0 (United Kingdom) / Validity : None Ex nA G Zone 2 (Europa) / Validity : None Ex nA G Zone 2 (International) / Validity : None Ex nA G Zone 2 (United Kingdom) / Validity : None Ex ia G Zone 0 (Europa) / Validity : None Ex ia G Zone 0 (International) / Validity : None Ex ia G Zone 0 (Korea) / Validity : None Ex ia G Zone 0 (North America) / Validity : None Ex ia G Zone 0 (United Kingdom) / Validity : None Ex nA G Zone 2 (Europa) / Validity : None Ex nA G Zone 2 (International) / Validity : None Ex nA G Zone 2 (United Kingdom) / Validity : None Ex ia G Zone 0 (Europa) / Validity : None Ex ia G Zone 0 (International) / Validity : None Ex ia G Zone 0 (Korea) / Validity : None Ex ia G Zone 0 (North America) / Validity : None Ex ia G Zone 0 (United Kingdom) / Validity : None Ex nA G Zone 2 (Europa) / Validity : None Ex nA G Zone 2 (International) / Validity : None Ex nA G Zone 2 (United Kingdom) / Validity : None Ex ia G Zone 0 (Europa) / Validity : None Ex ia G Zone 0 (International) / Validity : None Ex ia G Zone 0 (Korea) / Validity : None Ex ia G Zone 0 (North America) / Validity : None Ex ia G Zone 0 (United Kingdom) / Validity : None Ex nA G Zone 2 (Europa) / Validity : None Ex nA G Zone 2 (International) / Validity : None Ex nA G Zone 2 (United Kingdom) / Validity : None Ex ia G Zone 0 (Europa) / Validity : None Ex ia G Zone 0 (International) / Validity : None Ex ia G Zone 0 (Korea) / Validity : None Ex ia G Zone 0 (North America) / Validity : None Ex ia G Zone 0 (United Kingdom) / Validity : None Ex nA G Zone 2 (Europa) / Validity : None Ex nA G Zone 2 (International) / Validity : None Ex nA G Zone 2 (United Kingdom) / Validity : None Ex ia G Zone 0 (Europa) / Validity : None Ex ia G Zone 0 (International) / Validity : None Ex ia G Zone 0 (Korea) / Validity : None Ex ia G Zone 0 (North America) / Validity : None Ex ia G Zone 0 (United Kingdom) / Validity : None Ex nA G Zone 2 (Europa) / Validity : None Ex nA G Zone 2 (International) / Validity : None Ex nA G Zone 2 (United Kingdom) / Validity : None Ex ia G Zone 0 (Europa) / Validity : None Ex ia G Zone 0 (International) / Validity : None Ex ia G Zone 0 (Korea) / Validity : None Ex ia G Zone 0 (North America) / Validity : None Ex ia G Zone 0 (United Kingdom) / Validity : None Ex nA G Zone 2 (Europa) / Validity : None Ex nA G Zone 2 (International) / Validity : None Ex nA G Zone 2 (United Kingdom) / Validity : None Ex ia G Zone 0 (Europa) / Validity : None Ex ia G Zone 0 (International) / Validity : None Ex ia G Zone 0 (Korea) / Validity : None Ex ia G Zone 0 (North America) / Validity : None Ex ia G Zone 0 (United Kingdom) / Validity : None Ex nA G Zone 2 (Europa) / Validity : None Ex nA G Zone 2 (International) / Validity : None Ex nA G Zone 2 (United Kingdom) / Validity : None Ex ia G Zone 0 (Europa) / Validity : None Ex ia G Zone 0 (International) / Validity : None Ex ia G Zone 0 (Korea) / Validity : None Ex ia G Zone 0 (North America) / Validity : None Ex ia G Zone 0 (United Kingdom) / Validity : None Ex nA G Zone 2 (Europa) / Validity : None Ex nA G Zone 2 (International) / Validity : None Ex nA G Zone 2 (United Kingdom) / Validity : None Ex ia G Zone 0 (Europa) / Validity : None Ex ia G Zone 0 (International) / Validity : None Ex ia G Zone 0 (Korea) / Validity : None Ex ia G Zone 0 (North America) / Validity : None Ex ia G Zone 0 (United Kingdom) / Validity : None Ex nA G Zone 2 (Europa) / Validity : None Ex nA G Zone 2 (International) / Validity : None Ex nA G Zone 2 (United Kingdom) / Validity : None Ex ia G Zone 0 (Europa) / Validity : None Ex ia G Zone 0 (International) / Validity : None Ex ia G Zone 0 (Korea) / Validity : None Ex ia G Zone 0 (North America) / Validity : None Ex ia G Zone 0 (United Kingdom) / Validity : None Ex nA G Zone 2 (Europa) / Validity : None Ex nA G Zone 2 (International) / Validity : None Ex nA G Zone 2 (United Kingdom) / Validity : None Ex ia G Zone 0 (Europa) / Validity : None Ex ia G Zone 0 (International) / Validity : None Ex ia G Zone 0 (Korea) / Validity : None Ex ia G Zone 0 (North America) / Validity : None Ex ia G Zone 0 (United Kingdom) / Validity : None Ex nA G Zone 2 (Europa) / Validity : None Ex nA G Zone 2 (International) / Validity : None Ex nA G Zone 2 (United Kingdom) / Validity : None Ex ia G Zone 0 (Europa) / Validity : None Ex ia G Zone 0 (International) / Validity : None Ex ia G Zone 0 (Korea) / Validity : None Ex ia G Zone 0 (North America) / Validity : None Ex ia G Zone 0 (United Kingdom) / Validity : None Ex nA G Zone 2 (Europa) / Validity : None Ex nA G Zone 2 (International) / Validity : None Ex nA G Zone 2 (United Kingdom) / Validity : None Ex ia G Zone 0 (Europa) / Validity : None Ex ia G Zone 0 (International) / Validity : None Ex ia G Zone 0 (Korea) / Validity : None Ex ia G Zone 0 (North America) / Validity : None Ex ia G Zone 0 (United Kingdom) / Validity : None Ex nA G Zone 2 (Europa) / Validity : None Ex nA G Zone 2 (International) / Validity : None Ex nA G Zone 2 (United Kingdom) / Validity : None Ex ia G Zone 0 (Europa) / Validity : None Ex ia G Zone 0 (International) / Validity : None Ex ia G Zone 0 (North America) / Validity : None Ex ia G Zone 0 (United Kingdom) / Validity : None Ex nA G Zone 2 (Europa) / Validity : None Ex nA G Zone 2 (International) / Validity : None Ex nA G Zone 2 (United Kingdom) / Validity : None Ex ia G Zone 0 (Europa) / Validity : None Ex ia G Zone 0 (International) / Validity : None Ex ia G Zone 0 (North America) / Validity : None Ex ia G Zone 0 (United Kingdom) / Validity : None Ex nA G Zone 2 (Europa) / Validity : None Ex nA G Zone 2 (International) / Validity : None Ex nA G Zone 2 (United Kingdom) / Validity : None Ex ia G Zone 0 (Europa) / Validity : None Ex ia G Zone 0 (International) / Validity : None Ex ia G Zone 0 (North America) / Validity : None Ex ia G Zone 0 (United Kingdom) / Validity : None Ex nA G Zone 2 (Europa) / Validity : None Ex nA G Zone 2 (International) / Validity : None Ex nA G Zone 2 (United Kingdom) / Validity : None Ex ia G Zone 0 (Europa) / Validity : None Ex ia G Zone 0 (International) / Validity : None Ex ia G Zone 0 (North America) / Validity : None Ex ia G Zone 0 (United Kingdom) / Validity : None Ex nA G Zone 2 (Europa) / Validity : None Ex nA G Zone 2 (International) / Validity : None Ex nA G Zone 2 (United Kingdom) / Validity : None Ex ia G Zone 0 (Europa) / Validity : None Ex ia G Zone 0 (International) / Validity : None Ex ia G Zone 0 (Korea) / Validity : None Ex ia G Zone 0 (North America) / Validity : None Ex ia G Zone 0 (United Kingdom) / Validity : None Ex nA G Zone 2 (Europa) / Validity : None Ex nA G Zone 2 (International) / Validity : None Ex nA G Zone 2 (United Kingdom) / Validity : None Ex ia G Zone 0 (Europa) / Validity : None Ex ia G Zone 0 (International) / Validity : None Ex ia G Zone 0 (Korea) / Validity : None Ex ia G Zone 0 (North America) / Validity : None Ex ia G Zone 0 (United Kingdom) / Validity : None Ex nA G Zone 2 (Europa) / Validity : None Ex nA G Zone 2 (International) / Validity : None Ex nA G Zone 2 (United Kingdom) / Validity : None Ex ia G Zone 0 (Europa) / Validity : None Ex ia G Zone 0 (International) / Validity : None Ex ia G Zone 0 (Korea) / Validity : None Ex ia G Zone 0 (North America) / Validity : None Ex ia G Zone 0 (United Kingdom) / Validity : None Ex nA G Zone 2 (Europa) / Validity : None Ex nA G Zone 2 (International) / Validity : None Ex nA G Zone 2 (United Kingdom) / Validity : None Ex ia G Zone 0 (Europa) / Validity : None Ex ia G Zone 0 (International) / Validity : None Ex ia G Zone 0 (Korea) / Validity : None Ex ia G Zone 0 (North America) / Validity : None Ex ia G Zone 0 (United Kingdom) / Validity : None Ex nA G Zone 2 (Europa) / Validity : None Ex nA G Zone 2 (International) / Validity : None Ex nA G Zone 2 (United Kingdom) / Validity : None Ex ia G Zone 0 (Europa) / Validity : None Ex ia G Zone 0 (International) / Validity : None Ex ia G Zone 0 (Korea) / Validity : None Ex ia G Zone 0 (North America) / Validity : None Ex ia G Zone 0 (United Kingdom) / Validity : None Ex nA G Zone 2 (Europa) / Validity : None Ex nA G Zone 2 (International) / Validity : None Ex nA G Zone 2 (United Kingdom) / Validity : None Ex ia G Zone 0 (Europa) / Validity : None Ex ia G Zone 0 (International) / Validity : None Ex ia G Zone 0 (Korea) / Validity : None Ex ia G Zone 0 (North America) / Validity : None Ex ia G Zone 0 (United Kingdom) / Validity : None Ex ib G Zone 1 (Japan) / Validity : 22.08.2025 Ex nA G Zone 2 (Europa) / Validity : None Ex nA G Zone 2 (International) / Validity : None Ex nA G Zone 2 (United Kingdom) / Validity : None Ex ia G Zone 0 (Europa) / Validity : None Ex ia G Zone 0 (International) / Validity : None Ex ia G Zone 0 (Korea) / Validity : None Ex ia G Zone 0 (North America) / Validity : None Ex ia G Zone 0 (United Kingdom) / Validity : None Ex nA G Zone 2 (Europa) / Validity : None Ex nA G Zone 2 (International) / Validity : None Ex nA G Zone 2 (United Kingdom) / Validity : None Ex ia G Zone 0 (Europa) / Validity : None Ex ia G Zone 0 (International) / Validity : None Ex ia G Zone 0 (Korea) / Validity : None Ex ia G Zone 0 (North America) / Validity : None Ex ia G Zone 0 (United Kingdom) / Validity : None Ex nA G Zone 2 (Europa) / Validity : None Ex nA G Zone 2 (International) / Validity : None Ex nA G Zone 2 (United Kingdom) / Validity : None Ex ia G Zone 0 (Europa) / Validity : None Ex ia G Zone 0 (International) / Validity : None Ex ia G Zone 0 (Korea) / Validity : None Ex ia G Zone 0 (North America) / Validity : None Ex ia G Zone 0 (United Kingdom) / Validity : None Ex ib G Zone 1 (Japan) / Validity : 24.05.2024 Ex nA G Zone 2 (Europa) / Validity : None Ex nA G Zone 2 (International) / Validity : None Ex nA G Zone 2 (United Kingdom) / Validity : None Ex ia G Zone 0 (Europa) / Validity : None Ex ia G Zone 0 (International) / Validity : None Ex ia G Zone 0 (Korea) / Validity : None Ex ia G Zone 0 (North America) / Validity : None Ex ia G Zone 0 (United Kingdom) / Validity : None Ex nA G Zone 2 (Europa) / Validity : None Ex nA G Zone 2 (International) / Validity : None Ex nA G Zone 2 (United Kingdom) / Validity : None Ex ia G Zone 0 (Europa) / Validity : None Ex ia G Zone 0 (International) / Validity : None Ex ia G Zone 0 (Korea) / Validity : None Ex ia G Zone 0 (North America) / Validity : None Ex ia G Zone 0 (United Kingdom) / Validity : None Ex nA G Zone 2 (Europa) / Validity : None Ex nA G Zone 2 (International) / Validity : None Ex nA G Zone 2 (United Kingdom) / Validity : None Ex ia G Zone 0 (Europa) / Validity : None Ex ia G Zone 0 (International) / Validity : None Ex ia G Zone 0 (Korea) / Validity : None Ex ia G Zone 0 (North America) / Validity : None Ex ia G Zone 0 (United Kingdom) / Validity : None Ex nA G Zone 2 (Europa) / Validity : None Ex nA G Zone 2 (International) / Validity : None Ex nA G Zone 2 (United Kingdom) / Validity : None Ex ia G Zone 0 (Europa) / Validity : None Ex ia G Zone 0 (International) / Validity : None Ex ia G Zone 0 (Korea) / Validity : None Ex ia G Zone 0 (North America) / Validity : None Ex ia G Zone 0 (United Kingdom) / Validity : None Ex nA G Zone 2 (Europa) / Validity : None Ex nA G Zone 2 (International) / Validity : None Ex nA G Zone 2 (United Kingdom) / Validity : None Ex ia G Zone 0 (Europa) / Validity : None Ex ia G Zone 0 (International) / Validity : None Ex ia G Zone 0 (Korea) / Validity : None Ex ia G Zone 0 (North America) / Validity : None Ex ia G Zone 0 (United Kingdom) / Validity : None Ex nA G Zone 2 (Europa) / Validity : None Ex nA G Zone 2 (International) / Validity : None Ex nA G Zone 2 (United Kingdom) / Validity : None Ex ia G Zone 0 (Europa) / Validity : None Ex ia G Zone 0 (International) / Validity : None Ex ia G Zone 0 (Korea) / Validity : None Ex ia G Zone 0 (North America) / Validity : None Ex ia G Zone 0 (United Kingdom) / Validity : None Ex nA G Zone 2 (Europa) / Validity : None Ex nA G Zone 2 (International) / Validity : None Ex nA G Zone 2 (United Kingdom) / Validity : None Ex ia G Zone 0 (Europa) / Validity : None Ex ia G Zone 0 (International) / Validity : None Ex ia G Zone 0 (Korea) / Validity : None Ex ia G Zone 0 (North America) / Validity : None Ex ia G Zone 0 (United Kingdom) / Validity : None Ex nA G Zone 2 (Europa) / Validity : None Ex nA G Zone 2 (International) / Validity : None Ex nA G Zone 2 (United Kingdom) / Validity : None Ex ia G Zone 0 (Europa) / Validity : None Ex ia G Zone 0 (International) / Validity : None Ex ia G Zone 0 (Korea) / Validity : None Ex ia G Zone 0 (North America) / Validity : None Ex ia G Zone 0 (United Kingdom) / Validity : None Ex nA G Zone 2 (Europa) / Validity : None Ex nA G Zone 2 (International) / Validity : None Ex nA G Zone 2 (United Kingdom) / Validity : None Ex ia G Zone 0 (Europa) / Validity : None Ex ia G Zone 0 (International) / Validity : None Ex ia G Zone 0 (Korea) / Validity : None Ex ia G Zone 0 (North America) / Validity : None Ex ia G Zone 0 (United Kingdom) / Validity : None Ex nA G Zone 2 (Europa) / Validity : None Ex nA G Zone 2 (International) / Validity : None Ex nA G Zone 2 (United Kingdom) / Validity : None Ex ia G Zone 0 (Europa) / Validity : None Ex ia G Zone 0 (International) / Validity : None Ex ia G Zone 0 (Korea) / Validity : None Ex ia G Zone 0 (North America) / Validity : None Ex ia G Zone 0 (United Kingdom) / Validity : None Ex nA G Zone 2 (Europa) / Validity : None Ex nA G Zone 2 (International) / Validity : None Ex nA G Zone 2 (United Kingdom) / Validity : None Ex ia G Zone 0 (Europa) / Validity : None Ex ia G Zone 0 (International) / Validity : None Ex ia G Zone 0 (Korea) / Validity : None Ex ia G Zone 0 (North America) / Validity : None Ex ia G Zone 0 (United Kingdom) / Validity : None Ex nA G Zone 2 (Europa) / Validity : None Ex nA G Zone 2 (International) / Validity : None Ex nA G Zone 2 (United Kingdom) / Validity : None Ex ia G Zone 0 (Europa) / Validity : None Ex ia G Zone 0 (International) / Validity : None Ex ia G Zone 0 (Korea) / Validity : None Ex ia G Zone 0 (North America) / Validity : None Ex ia G Zone 0 (United Kingdom) / Validity : None Ex nA G Zone 2 (Europa) / Validity : None Ex nA G Zone 2 (International) / Validity : None Ex nA G Zone 2 (United Kingdom) / Validity : None Ex ia G Zone 0 (Europa) / Validity : None Ex ia G Zone 0 (International) / Validity : None Ex ia G Zone 0 (Korea) / Validity : None Ex ia G Zone 0 (North America) / Validity : None Ex ia G Zone 0 (United Kingdom) / Validity : None Ex nA G Zone 2 (Europa) / Validity : None Ex nA G Zone 2 (International) / Validity : None Ex nA G Zone 2 (United Kingdom) / Validity : None Ex ia G Zone 0 (Europa) / Validity : None Ex ia G Zone 0 (International) / Validity : None Ex ia G Zone 0 (Korea) / Validity : None Ex ia G Zone 0 (North America) / Validity : None Ex ia G Zone 0 (United Kingdom) / Validity : None Ex nA G Zone 2 (Europa) / Validity : None Ex nA G Zone 2 (International) / Validity : None Ex nA G Zone 2 (United Kingdom) / Validity : None Ex ia G Zone 0 (Europa) / Validity : None Ex ia G Zone 0 (International) / Validity : None Ex ia G Zone 0 (Korea) / Validity : None Ex ia G Zone 0 (North America) / Validity : None Ex ia G Zone 0 (United Kingdom) / Validity : None Ex nA G Zone 2 (Europa) / Validity : None Ex nA G Zone 2 (International) / Validity : None Ex nA G Zone 2 (United Kingdom) / Validity : None Ex ia G Zone 0 (Europa) / Validity : None Ex ia G Zone 0 (International) / Validity : None Ex ia G Zone 0 (Korea) / Validity : None Ex ia G Zone 0 (North America) / Validity : None Ex ia G Zone 0 (United Kingdom) / Validity : None Ex nA G Zone 2 (Europa) / Validity : None Ex nA G Zone 2 (International) / Validity : None Ex nA G Zone 2 (United Kingdom) / Validity : None Ex ia G Zone 0 (Europa) / Validity : None Ex ia G Zone 0 (International) / Validity : None Ex ia G Zone 0 (Korea) / Validity : None Ex ia G Zone 0 (North America) / Validity : None Ex ia G Zone 0 (United Kingdom) / Validity : None Ex nA G Zone 2 (Europa) / Validity : None Ex nA G Zone 2 (International) / Validity : None Ex nA G Zone 2 (United Kingdom) / Validity : None Ex ia G Zone 0 (Europa) / Validity : None Ex ia G Zone 0 (International) / Validity : None Ex ia G Zone 0 (Korea) / Validity : None Ex ia G Zone 0 (North America) / Validity : None Ex ia G Zone 0 (United Kingdom) / Validity : None Ex nA G Zone 2 (Europa) / Validity : None Ex nA G Zone 2 (International) / Validity : None Ex nA G Zone 2 (United Kingdom) / Validity : None Ex ia G Zone 0 (Europa) / Validity : None Ex ia G Zone 0 (International) / Validity : None Ex ia G Zone 0 (North America) / Validity : None Ex ia G Zone 0 (United Kingdom) / Validity : None Ex nA G Zone 2 (Europa) / Validity : None Ex nA G Zone 2 (International) / Validity : None Ex nA G Zone 2 (United Kingdom) / Validity : None Ex ia G Zone 0 (Europa) / Validity : None Ex ia G Zone 0 (International) / Validity : None Ex ia G Zone 0 (North America) / Validity : None Ex ia G Zone 0 (United Kingdom) / Validity : None Ex nA G Zone 2 (Europa) / Validity : None Ex nA G Zone 2 (International) / Validity : None Ex nA G Zone 2 (United Kingdom) / Validity : None Ex ia G Zone 0 (Europa) / Validity : None Ex ia G Zone 0 (International) / Validity : None Ex ia G Zone 0 (North America) / Validity : None Ex ia G Zone 0 (United Kingdom) / Validity : None Ex nA G Zone 2 (Europa) / Validity : None Ex nA G Zone 2 (International) / Validity : None Ex nA G Zone 2 (United Kingdom) / Validity : None Ex ia G Zone 0 (Europa) / Validity : None Ex ia G Zone 0 (International) / Validity : None Ex ia G Zone 0 (Korea) / Validity : None Ex ia G Zone 0 (North America) / Validity : None Ex ia G Zone 0 (United Kingdom) / Validity : None Ex nA G Zone 2 (Europa) / Validity : None Ex nA G Zone 2 (International) / Validity : None Ex nA G Zone 2 (United Kingdom) / Validity : None Ex ia G Zone 0 (Europa) / Validity : None Ex ia G Zone 0 (International) / Validity : None Ex ia G Zone 0 (North America) / Validity : None Ex ia G Zone 0 (Russia, Belarus, Kyrgyzstan, Armenia, Kazakhstan) / Validity : 18.02.2026 Ex nA G Zone 2 (Europa) / Validity : None Ex nA G Zone 2 (International) / Validity : None Ex nA G Zone 2 (North America) / Validity : None Ex nA G Zone 2 (Russia, Belarus, Kyrgyzstan, Armenia, Kazakhstan) / Validity : 18.02.2026 | No | No | .
143-505-000-05x | 143-505-000-051 | DocManager | CP505-051 Piezoelectric Dynamic Pressure Sensor | CP505-051 | VM-Lemo type 0 connector, 10 m integral MI cable | . | 90pC/bar | -70 | 560 | 2 | 10000 | LEMO type 0 | CPxxx, IPC707, GSI127, EC153, MA104, MA Seal, ABAxxx, JB105, JB116 | . |  |  |  | . | Switzerland | 90262000 | 0.52 |  | . | Dynamic Pressure Sensors | Dynamic pressure sensors (CP) | . | Ex ia G Zone 0 (Europa) / Validity : None Ex ia G Zone 0 (International) / Validity : None Ex ia G Zone 0 (Korea) / Validity : None Ex ia G Zone 0 (North America) / Validity : None Ex ia G Zone 0 (United Kingdom) / Validity : None Ex nA G Zone 2 (Europa) / Validity : None Ex nA G Zone 2 (International) / Validity : None Ex nA G Zone 2 (United Kingdom) / Validity : None Ex ia G Zone 0 (Europa) / Validity : None Ex ia G Zone 0 (International) / Validity : None Ex ia G Zone 0 (Korea) / Validity : None Ex ia G Zone 0 (North America) / Validity : None Ex ia G Zone 0 (United Kingdom) / Validity : None Ex nA G Zone 2 (Europa) / Validity : None Ex nA G Zone 2 (International) / Validity : None Ex nA G Zone 2 (United Kingdom) / Validity : None Ex ia G Zone 0 (Europa) / Validity : None Ex ia G Zone 0 (International) / Validity : None Ex ia G Zone 0 (Korea) / Validity : None Ex ia G Zone 0 (North America) / Validity : None Ex ia G Zone 0 (United Kingdom) / Validity : None Ex nA G Zone 2 (Europa) / Validity : None Ex nA G Zone 2 (International) / Validity : None Ex nA G Zone 2 (United Kingdom) / Validity : None Ex ia G Zone 0 (Europa) / Validity : None Ex ia G Zone 0 (International) / Validity : None Ex ia G Zone 0 (Korea) / Validity : None Ex ia G Zone 0 (North America) / Validity : None Ex ia G Zone 0 (United Kingdom) / Validity : None Ex nA G Zone 2 (Europa) / Validity : None Ex nA G Zone 2 (International) / Validity : None Ex nA G Zone 2 (United Kingdom) / Validity : None Ex ia G Zone 0 (Europa) / Validity : None Ex ia G Zone 0 (International) / Validity : None Ex ia G Zone 0 (Korea) / Validity : None Ex ia G Zone 0 (North America) / Validity : None Ex ia G Zone 0 (United Kingdom) / Validity : None Ex nA G Zone 2 (Europa) / Validity : None Ex nA G Zone 2 (International) / Validity : None Ex nA G Zone 2 (United Kingdom) / Validity : None Ex ia G Zone 0 (Europa) / Validity : None Ex ia G Zone 0 (International) / Validity : None Ex ia G Zone 0 (Korea) / Validity : None Ex ia G Zone 0 (North America) / Validity : None Ex ia G Zone 0 (United Kingdom) / Validity : None Ex nA G Zone 2 (Europa) / Validity : None Ex nA G Zone 2 (International) / Validity : None Ex nA G Zone 2 (United Kingdom) / Validity : None Ex ia G Zone 0 (Europa) / Validity : None Ex ia G Zone 0 (International) / Validity : None Ex ia G Zone 0 (Korea) / Validity : None Ex ia G Zone 0 (North America) / Validity : None Ex ia G Zone 0 (United Kingdom) / Validity : None Ex nA G Zone 2 (Europa) / Validity : None Ex nA G Zone 2 (International) / Validity : None Ex nA G Zone 2 (United Kingdom) / Validity : None Ex ia G Zone 0 (Europa) / Validity : None Ex ia G Zone 0 (International) / Validity : None Ex ia G Zone 0 (Korea) / Validity : None Ex ia G Zone 0 (North America) / Validity : None Ex ia G Zone 0 (United Kingdom) / Validity : None Ex nA G Zone 2 (Europa) / Validity : None Ex nA G Zone 2 (International) / Validity : None Ex nA G Zone 2 (United Kingdom) / Validity : None Ex ia G Zone 0 (Europa) / Validity : None Ex ia G Zone 0 (International) / Validity : None Ex ia G Zone 0 (Korea) / Validity : None Ex ia G Zone 0 (North America) / Validity : None Ex ia G Zone 0 (United Kingdom) / Validity : None Ex nA G Zone 2 (Europa) / Validity : None Ex nA G Zone 2 (International) / Validity : None Ex nA G Zone 2 (United Kingdom) / Validity : None Ex ia G Zone 0 (Europa) / Validity : None Ex ia G Zone 0 (International) / Validity : None Ex ia G Zone 0 (Korea) / Validity : None Ex ia G Zone 0 (North America) / Validity : None Ex ia G Zone 0 (United Kingdom) / Validity : None Ex nA G Zone 2 (Europa) / Validity : None Ex nA G Zone 2 (International) / Validity : None Ex nA G Zone 2 (United Kingdom) / Validity : None Ex ia G Zone 0 (Europa) / Validity : None Ex ia G Zone 0 (International) / Validity : None Ex ia G Zone 0 (Korea) / Validity : None Ex ia G Zone 0 (North America) / Validity : None Ex ia G Zone 0 (United Kingdom) / Validity : None Ex nA G Zone 2 (Europa) / Validity : None Ex nA G Zone 2 (International) / Validity : None Ex nA G Zone 2 (United Kingdom) / Validity : None Ex ia G Zone 0 (Europa) / Validity : None Ex ia G Zone 0 (International) / Validity : None Ex ia G Zone 0 (Korea) / Validity : None Ex ia G Zone 0 (North America) / Validity : None Ex ia G Zone 0 (United Kingdom) / Validity : None Ex nA G Zone 2 (Europa) / Validity : None Ex nA G Zone 2 (International) / Validity : None Ex nA G Zone 2 (United Kingdom) / Validity : None Ex ia G Zone 0 (Europa) / Validity : None Ex ia G Zone 0 (International) / Validity : None Ex ia G Zone 0 (Korea) / Validity : None Ex ia G Zone 0 (North America) / Validity : None Ex ia G Zone 0 (United Kingdom) / Validity : None Ex nA G Zone 2 (Europa) / Validity : None Ex nA G Zone 2 (International) / Validity : None Ex nA G Zone 2 (United Kingdom) / Validity : None Ex ia G Zone 0 (Europa) / Validity : None Ex ia G Zone 0 (International) / Validity : None Ex ia G Zone 0 (Korea) / Validity : None Ex ia G Zone 0 (North America) / Validity : None Ex ia G Zone 0 (United Kingdom) / Validity : None Ex nA G Zone 2 (Europa) / Validity : None Ex nA G Zone 2 (International) / Validity : None Ex nA G Zone 2 (United Kingdom) / Validity : None Ex ia G Zone 0 (Europa) / Validity : None Ex ia G Zone 0 (International) / Validity : None Ex ia G Zone 0 (Korea) / Validity : None Ex ia G Zone 0 (North America) / Validity : None Ex ia G Zone 0 (United Kingdom) / Validity : None Ex nA G Zone 2 (Europa) / Validity : None Ex nA G Zone 2 (International) / Validity : None Ex nA G Zone 2 (United Kingdom) / Validity : None Ex ia G Zone 0 (Europa) / Validity : None Ex ia G Zone 0 (International) / Validity : None Ex ia G Zone 0 (Korea) / Validity : None Ex ia G Zone 0 (North America) / Validity : None Ex ia G Zone 0 (United Kingdom) / Validity : None Ex nA G Zone 2 (Europa) / Validity : None Ex nA G Zone 2 (International) / Validity : None Ex nA G Zone 2 (United Kingdom) / Validity : None Ex ia G Zone 0 (Europa) / Validity : None Ex ia G Zone 0 (International) / Validity : None Ex ia G Zone 0 (Korea) / Validity : None Ex ia G Zone 0 (North America) / Validity : None Ex ia G Zone 0 (United Kingdom) / Validity : None Ex nA G Zone 2 (Europa) / Validity : None Ex nA G Zone 2 (International) / Validity : None Ex nA G Zone 2 (United Kingdom) / Validity : None Ex ia G Zone 0 (Europa) / Validity : None Ex ia G Zone 0 (International) / Validity : None Ex ia G Zone 0 (Korea) / Validity : None Ex ia G Zone 0 (North America) / Validity : None Ex ia G Zone 0 (United Kingdom) / Validity : None Ex nA G Zone 2 (Europa) / Validity : None Ex nA G Zone 2 (International) / Validity : None Ex nA G Zone 2 (United Kingdom) / Validity : None Ex ia G Zone 0 (Europa) / Validity : None Ex ia G Zone 0 (International) / Validity : None Ex ia G Zone 0 (Korea) / Validity : None Ex ia G Zone 0 (North America) / Validity : None Ex ia G Zone 0 (United Kingdom) / Validity : None Ex nA G Zone 2 (Europa) / Validity : None Ex nA G Zone 2 (International) / Validity : None Ex nA G Zone 2 (United Kingdom) / Validity : None Ex ia G Zone 0 (Europa) / Validity : None Ex ia G Zone 0 (International) / Validity : None Ex ia G Zone 0 (Korea) / Validity : None Ex ia G Zone 0 (North America) / Validity : None Ex ia G Zone 0 (United Kingdom) / Validity : None Ex nA G Zone 2 (Europa) / Validity : None Ex nA G Zone 2 (International) / Validity : None Ex nA G Zone 2 (United Kingdom) / Validity : None Ex ia G Zone 0 (Europa) / Validity : None Ex ia G Zone 0 (International) / Validity : None Ex ia G Zone 0 (Korea) / Validity : None Ex ia G Zone 0 (North America) / Validity : None Ex ia G Zone 0 (United Kingdom) / Validity : None Ex nA G Zone 2 (Europa) / Validity : None Ex nA G Zone 2 (International) / Validity : None Ex nA G Zone 2 (United Kingdom) / Validity : None Ex ia G Zone 0 (Europa) / Validity : None Ex ia G Zone 0 (International) / Validity : None Ex ia G Zone 0 (Korea) / Validity : None Ex ia G Zone 0 (North America) / Validity : None Ex ia G Zone 0 (United Kingdom) / Validity : None Ex nA G Zone 2 (Europa) / Validity : None Ex nA G Zone 2 (International) / Validity : None Ex nA G Zone 2 (United Kingdom) / Validity : None Ex ia G Zone 0 (Europa) / Validity : None Ex ia G Zone 0 (International) / Validity : None Ex ia G Zone 0 (Korea) / Validity : None Ex ia G Zone 0 (North America) / Validity : None Ex ia G Zone 0 (United Kingdom) / Validity : None Ex nA G Zone 2 (Europa) / Validity : None Ex nA G Zone 2 (International) / Validity : None Ex nA G Zone 2 (United Kingdom) / Validity : None Ex ia G Zone 0 (Europa) / Validity : None Ex ia G Zone 0 (International) / Validity : None Ex ia G Zone 0 (Korea) / Validity : None Ex ia G Zone 0 (North America) / Validity : None Ex ia G Zone 0 (United Kingdom) / Validity : None Ex nA G Zone 2 (Europa) / Validity : None Ex nA G Zone 2 (International) / Validity : None Ex nA G Zone 2 (United Kingdom) / Validity : None Ex ia G Zone 0 (Europa) / Validity : None Ex ia G Zone 0 (International) / Validity : None Ex ia G Zone 0 (Korea) / Validity : None Ex ia G Zone 0 (North America) / Validity : None Ex ia G Zone 0 (United Kingdom) / Validity : None Ex nA G Zone 2 (Europa) / Validity : None Ex nA G Zone 2 (International) / Validity : None Ex nA G Zone 2 (United Kingdom) / Validity : None Ex ia G Zone 0 (Europa) / Validity : None Ex ia G Zone 0 (International) / Validity : None Ex ia G Zone 0 (North America) / Validity : None Ex ia G Zone 0 (United Kingdom) / Validity : None Ex nA G Zone 2 (Europa) / Validity : None Ex nA G Zone 2 (International) / Validity : None Ex nA G Zone 2 (United Kingdom) / Validity : None Ex ia G Zone 0 (Europa) / Validity : None Ex ia G Zone 0 (International) / Validity : None Ex ia G Zone 0 (North America) / Validity : None Ex ia G Zone 0 (United Kingdom) / Validity : None Ex nA G Zone 2 (Europa) / Validity : None Ex nA G Zone 2 (International) / Validity : None Ex nA G Zone 2 (United Kingdom) / Validity : None Ex ia G Zone 0 (Europa) / Validity : None Ex ia G Zone 0 (International) / Validity : None Ex ia G Zone 0 (North America) / Validity : None Ex ia G Zone 0 (United Kingdom) / Validity : None Ex nA G Zone 2 (Europa) / Validity : None Ex nA G Zone 2 (International) / Validity : None Ex nA G Zone 2 (United Kingdom) / Validity : None Ex ia G Zone 0 (Europa) / Validity : None Ex ia G Zone 0 (International) / Validity : None Ex ia G Zone 0 (North America) / Validity : None Ex ia G Zone 0 (United Kingdom) / Validity : None Ex nA G Zone 2 (Europa) / Validity : None Ex nA G Zone 2 (International) / Validity : None Ex nA G Zone 2 (United Kingdom) / Validity : None Ex ia G Zone 0 (Europa) / Validity : None Ex ia G Zone 0 (International) / Validity : None Ex ia G Zone 0 (Korea) / Validity : None Ex ia G Zone 0 (North America) / Validity : None Ex ia G Zone 0 (United Kingdom) / Validity : None Ex nA G Zone 2 (Europa) / Validity : None Ex nA G Zone 2 (International) / Validity : None Ex nA G Zone 2 (United Kingdom) / Validity : None Ex ia G Zone 0 (Europa) / Validity : None Ex ia G Zone 0 (International) / Validity : None Ex ia G Zone 0 (Korea) / Validity : None Ex ia G Zone 0 (North America) / Validity : None Ex ia G Zone 0 (United Kingdom) / Validity : None Ex nA G Zone 2 (Europa) / Validity : None Ex nA G Zone 2 (International) / Validity : None Ex nA G Zone 2 (United Kingdom) / Validity : None Ex ia G Zone 0 (Europa) / Validity : None Ex ia G Zone 0 (International) / Validity : None Ex ia G Zone 0 (Korea) / Validity : None Ex ia G Zone 0 (North America) / Validity : None Ex ia G Zone 0 (United Kingdom) / Validity : None Ex nA G Zone 2 (Europa) / Validity : None Ex nA G Zone 2 (International) / Validity : None Ex nA G Zone 2 (United Kingdom) / Validity : None Ex ia G Zone 0 (Europa) / Validity : None Ex ia G Zone 0 (International) / Validity : None Ex ia G Zone 0 (Korea) / Validity : None Ex ia G Zone 0 (North America) / Validity : None Ex ia G Zone 0 (United Kingdom) / Validity : None Ex nA G Zone 2 (Europa) / Validity : None Ex nA G Zone 2 (International) / Validity : None Ex nA G Zone 2 (United Kingdom) / Validity : None Ex ia G Zone 0 (Europa) / Validity : None Ex ia G Zone 0 (International) / Validity : None Ex ia G Zone 0 (Korea) / Validity : None Ex ia G Zone 0 (North America) / Validity : None Ex ia G Zone 0 (United Kingdom) / Validity : None Ex nA G Zone 2 (Europa) / Validity : None Ex nA G Zone 2 (International) / Validity : None Ex nA G Zone 2 (United Kingdom) / Validity : None Ex ia G Zone 0 (Europa) / Validity : None Ex ia G Zone 0 (International) / Validity : None Ex ia G Zone 0 (Korea) / Validity : None Ex ia G Zone 0 (North America) / Validity : None Ex ia G Zone 0 (United Kingdom) / Validity : None Ex ib G Zone 1 (Japan) / Validity : 22.08.2025 Ex nA G Zone 2 (Europa) / Validity : None Ex nA G Zone 2 (International) / Validity : None Ex nA G Zone 2 (United Kingdom) / Validity : None Ex ia G Zone 0 (Europa) / Validity : None Ex ia G Zone 0 (International) / Validity : None Ex ia G Zone 0 (Korea) / Validity : None Ex ia G Zone 0 (North America) / Validity : None Ex ia G Zone 0 (United Kingdom) / Validity : None Ex nA G Zone 2 (Europa) / Validity : None Ex nA G Zone 2 (International) / Validity : None Ex nA G Zone 2 (United Kingdom) / Validity : None Ex ia G Zone 0 (Europa) / Validity : None Ex ia G Zone 0 (International) / Validity : None Ex ia G Zone 0 (Korea) / Validity : None Ex ia G Zone 0 (North America) / Validity : None Ex ia G Zone 0 (United Kingdom) / Validity : None Ex nA G Zone 2 (Europa) / Validity : None Ex nA G Zone 2 (International) / Validity : None Ex nA G Zone 2 (United Kingdom) / Validity : None Ex ia G Zone 0 (Europa) / Validity : None Ex ia G Zone 0 (International) / Validity : None Ex ia G Zone 0 (Korea) / Validity : None Ex ia G Zone 0 (North America) / Validity : None Ex ia G Zone 0 (United Kingdom) / Validity : None Ex ib G Zone 1 (Japan) / Validity : 24.05.2024 Ex nA G Zone 2 (Europa) / Validity : None Ex nA G Zone 2 (International) / Validity : None Ex nA G Zone 2 (United Kingdom) / Validity : None Ex ia G Zone 0 (Europa) / Validity : None Ex ia G Zone 0 (International) / Validity : None Ex ia G Zone 0 (Korea) / Validity : None Ex ia G Zone 0 (North America) / Validity : None Ex ia G Zone 0 (United Kingdom) / Validity : None Ex nA G Zone 2 (Europa) / Validity : None Ex nA G Zone 2 (International) / Validity : None Ex nA G Zone 2 (United Kingdom) / Validity : None Ex ia G Zone 0 (Europa) / Validity : None Ex ia G Zone 0 (International) / Validity : None Ex ia G Zone 0 (Korea) / Validity : None Ex ia G Zone 0 (North America) / Validity : None Ex ia G Zone 0 (United Kingdom) / Validity : None Ex nA G Zone 2 (Europa) / Validity : None Ex nA G Zone 2 (International) / Validity : None Ex nA G Zone 2 (United Kingdom) / Validity : None Ex ia G Zone 0 (Europa) / Validity : None Ex ia G Zone 0 (International) / Validity : None Ex ia G Zone 0 (Korea) / Validity : None Ex ia G Zone 0 (North America) / Validity : None Ex ia G Zone 0 (United Kingdom) / Validity : None Ex nA G Zone 2 (Europa) / Validity : None Ex nA G Zone 2 (International) / Validity : None Ex nA G Zone 2 (United Kingdom) / Validity : None Ex ia G Zone 0 (Europa) / Validity : None Ex ia G Zone 0 (International) / Validity : None Ex ia G Zone 0 (Korea) / Validity : None Ex ia G Zone 0 (North America) / Validity : None Ex ia G Zone 0 (United Kingdom) / Validity : None Ex nA G Zone 2 (Europa) / Validity : None Ex nA G Zone 2 (International) / Validity : None Ex nA G Zone 2 (United Kingdom) / Validity : None Ex ia G Zone 0 (Europa) / Validity : None Ex ia G Zone 0 (International) / Validity : None Ex ia G Zone 0 (Korea) / Validity : None Ex ia G Zone 0 (North America) / Validity : None Ex ia G Zone 0 (United Kingdom) / Validity : None Ex nA G Zone 2 (Europa) / Validity : None Ex nA G Zone 2 (International) / Validity : None Ex nA G Zone 2 (United Kingdom) / Validity : None Ex ia G Zone 0 (Europa) / Validity : None Ex ia G Zone 0 (International) / Validity : None Ex ia G Zone 0 (Korea) / Validity : None Ex ia G Zone 0 (North America) / Validity : None Ex ia G Zone 0 (United Kingdom) / Validity : None Ex nA G Zone 2 (Europa) / Validity : None Ex nA G Zone 2 (International) / Validity : None Ex nA G Zone 2 (United Kingdom) / Validity : None Ex ia G Zone 0 (Europa) / Validity : None Ex ia G Zone 0 (International) / Validity : None Ex ia G Zone 0 (Korea) / Validity : None Ex ia G Zone 0 (North America) / Validity : None Ex ia G Zone 0 (United Kingdom) / Validity : None Ex nA G Zone 2 (Europa) / Validity : None Ex nA G Zone 2 (International) / Validity : None Ex nA G Zone 2 (United Kingdom) / Validity : None Ex ia G Zone 0 (Europa) / Validity : None Ex ia G Zone 0 (International) / Validity : None Ex ia G Zone 0 (Korea) / Validity : None Ex ia G Zone 0 (North America) / Validity : None Ex ia G Zone 0 (United Kingdom) / Validity : None Ex nA G Zone 2 (Europa) / Validity : None Ex nA G Zone 2 (International) / Validity : None Ex nA G Zone 2 (United Kingdom) / Validity : None Ex ia G Zone 0 (Europa) / Validity : None Ex ia G Zone 0 (International) / Validity : None Ex ia G Zone 0 (Korea) / Validity : None Ex ia G Zone 0 (North America) / Validity : None Ex ia G Zone 0 (United Kingdom) / Validity : None Ex nA G Zone 2 (Europa) / Validity : None Ex nA G Zone 2 (International) / Validity : None Ex nA G Zone 2 (United Kingdom) / Validity : None Ex ia G Zone 0 (Europa) / Validity : None Ex ia G Zone 0 (International) / Validity : None Ex ia G Zone 0 (Korea) / Validity : None Ex ia G Zone 0 (North America) / Validity : None Ex ia G Zone 0 (United Kingdom) / Validity : None Ex nA G Zone 2 (Europa) / Validity : None Ex nA G Zone 2 (International) / Validity : None Ex nA G Zone 2 (United Kingdom) / Validity : None Ex ia G Zone 0 (Europa) / Validity : None Ex ia G Zone 0 (International) / Validity : None Ex ia G Zone 0 (Korea) / Validity : None Ex ia G Zone 0 (North America) / Validity : None Ex ia G Zone 0 (United Kingdom) / Validity : None Ex nA G Zone 2 (Europa) / Validity : None Ex nA G Zone 2 (International) / Validity : None Ex nA G Zone 2 (United Kingdom) / Validity : None Ex ia G Zone 0 (Europa) / Validity : None Ex ia G Zone 0 (International) / Validity : None Ex ia G Zone 0 (Korea) / Validity : None Ex ia G Zone 0 (North America) / Validity : None Ex ia G Zone 0 (United Kingdom) / Validity : None Ex nA G Zone 2 (Europa) / Validity : None Ex nA G Zone 2 (International) / Validity : None Ex nA G Zone 2 (United Kingdom) / Validity : None Ex ia G Zone 0 (Europa) / Validity : None Ex ia G Zone 0 (International) / Validity : None Ex ia G Zone 0 (Korea) / Validity : None Ex ia G Zone 0 (North America) / Validity : None Ex ia G Zone 0 (United Kingdom) / Validity : None Ex nA G Zone 2 (Europa) / Validity : None Ex nA G Zone 2 (International) / Validity : None Ex nA G Zone 2 (United Kingdom) / Validity : None Ex ia G Zone 0 (Europa) / Validity : None Ex ia G Zone 0 (International) / Validity : None Ex ia G Zone 0 (Korea) / Validity : None Ex ia G Zone 0 (North America) / Validity : None Ex ia G Zone 0 (United Kingdom) / Validity : None Ex nA G Zone 2 (Europa) / Validity : None Ex nA G Zone 2 (International) / Validity : None Ex nA G Zone 2 (United Kingdom) / Validity : None Ex ia G Zone 0 (Europa) / Validity : None Ex ia G Zone 0 (International) / Validity : None Ex ia G Zone 0 (Korea) / Validity : None Ex ia G Zone 0 (North America) / Validity : None Ex ia G Zone 0 (United Kingdom) / Validity : None Ex nA G Zone 2 (Europa) / Validity : None Ex nA G Zone 2 (International) / Validity : None Ex nA G Zone 2 (United Kingdom) / Validity : None Ex ia G Zone 0 (Europa) / Validity : None Ex ia G Zone 0 (International) / Validity : None Ex ia G Zone 0 (Korea) / Validity : None Ex ia G Zone 0 (North America) / Validity : None Ex ia G Zone 0 (United Kingdom) / Validity : None Ex nA G Zone 2 (Europa) / Validity : None Ex nA G Zone 2 (International) / Validity : None Ex nA G Zone 2 (United Kingdom) / Validity : None Ex ia G Zone 0 (Europa) / Validity : None Ex ia G Zone 0 (International) / Validity : None Ex ia G Zone 0 (Korea) / Validity : None Ex ia G Zone 0 (North America) / Validity : None Ex ia G Zone 0 (United Kingdom) / Validity : None Ex nA G Zone 2 (Europa) / Validity : None Ex nA G Zone 2 (International) / Validity : None Ex nA G Zone 2 (United Kingdom) / Validity : None Ex ia G Zone 0 (Europa) / Validity : None Ex ia G Zone 0 (International) / Validity : None Ex ia G Zone 0 (Korea) / Validity : None Ex ia G Zone 0 (North America) / Validity : None Ex ia G Zone 0 (United Kingdom) / Validity : None Ex nA G Zone 2 (Europa) / Validity : None Ex nA G Zone 2 (International) / Validity : None Ex nA G Zone 2 (United Kingdom) / Validity : None Ex ia G Zone 0 (Europa) / Validity : None Ex ia G Zone 0 (International) / Validity : None Ex ia G Zone 0 (North America) / Validity : None Ex ia G Zone 0 (United Kingdom) / Validity : None Ex nA G Zone 2 (Europa) / Validity : None Ex nA G Zone 2 (International) / Validity : None Ex nA G Zone 2 (United Kingdom) / Validity : None Ex ia G Zone 0 (Europa) / Validity : None Ex ia G Zone 0 (International) / Validity : None Ex ia G Zone 0 (North America) / Validity : None Ex ia G Zone 0 (United Kingdom) / Validity : None Ex nA G Zone 2 (Europa) / Validity : None Ex nA G Zone 2 (International) / Validity : None Ex nA G Zone 2 (United Kingdom) / Validity : None Ex ia G Zone 0 (Europa) / Validity : None Ex ia G Zone 0 (International) / Validity : None Ex ia G Zone 0 (North America) / Validity : None Ex ia G Zone 0 (United Kingdom) / Validity : None Ex nA G Zone 2 (Europa) / Validity : None Ex nA G Zone 2 (International) / Validity : None Ex nA G Zone 2 (United Kingdom) / Validity : None Ex ia G Zone 0 (Europa) / Validity : None Ex ia G Zone 0 (International) / Validity : None Ex ia G Zone 0 (Korea) / Validity : None Ex ia G Zone 0 (North America) / Validity : None Ex ia G Zone 0 (United Kingdom) / Validity : None Ex nA G Zone 2 (Europa) / Validity : None Ex nA G Zone 2 (International) / Validity : None Ex nA G Zone 2 (United Kingdom) / Validity : None Ex ia G Zone 0 (Europa) / Validity : None Ex ia G Zone 0 (International) / Validity : None Ex ia G Zone 0 (North America) / Validity : None Ex ia G Zone 0 (Russia, Belarus, Kyrgyzstan, Armenia, Kazakhstan) / Validity : 18.02.2026 Ex nA G Zone 2 (Europa) / Validity : None Ex nA G Zone 2 (International) / Validity : None Ex nA G Zone 2 (North America) / Validity : None Ex nA G Zone 2 (Russia, Belarus, Kyrgyzstan, Armenia, Kazakhstan) / Validity : 18.02.2026 | No | No | .
143-505-000-12x | 143-505-000-122 | DocManager | CP505-122 Piezoelectric Dynamic Pressure Sensor | CP505-122 | VM 7/16" high temp connector, 1 m integral MI cable | . | 90pC/bar | -70 | 560 | 2 | 10000 | 7/16"-27UNS-2A | CPxxx, IPC707, GSI127, EC069, EC112, EC119, EC222, MA Seal, CG505, ABAxxx, JB105, JB116 | . |  |  |  | . | Switzerland | 90319000999 |  |  | . | Dynamic Pressure Sensors | Dynamic pressure sensors (CP) | . | Ex ia G Zone 0 (Europa) / Validity : None Ex ia G Zone 0 (International) / Validity : None Ex ia G Zone 0 (Korea) / Validity : None Ex ia G Zone 0 (North America) / Validity : None Ex ia G Zone 0 (United Kingdom) / Validity : None Ex nA G Zone 2 (Europa) / Validity : None Ex nA G Zone 2 (International) / Validity : None Ex nA G Zone 2 (United Kingdom) / Validity : None Ex ia G Zone 0 (Europa) / Validity : None Ex ia G Zone 0 (International) / Validity : None Ex ia G Zone 0 (Korea) / Validity : None Ex ia G Zone 0 (North America) / Validity : None Ex ia G Zone 0 (United Kingdom) / Validity : None Ex nA G Zone 2 (Europa) / Validity : None Ex nA G Zone 2 (International) / Validity : None Ex nA G Zone 2 (United Kingdom) / Validity : None Ex ia G Zone 0 (Europa) / Validity : None Ex ia G Zone 0 (International) / Validity : None Ex ia G Zone 0 (Korea) / Validity : None Ex ia G Zone 0 (North America) / Validity : None Ex ia G Zone 0 (United Kingdom) / Validity : None Ex nA G Zone 2 (Europa) / Validity : None Ex nA G Zone 2 (International) / Validity : None Ex nA G Zone 2 (United Kingdom) / Validity : None Ex ia G Zone 0 (Europa) / Validity : None Ex ia G Zone 0 (International) / Validity : None Ex ia G Zone 0 (Korea) / Validity : None Ex ia G Zone 0 (North America) / Validity : None Ex ia G Zone 0 (United Kingdom) / Validity : None Ex nA G Zone 2 (Europa) / Validity : None Ex nA G Zone 2 (International) / Validity : None Ex nA G Zone 2 (United Kingdom) / Validity : None Ex ia G Zone 0 (Europa) / Validity : None Ex ia G Zone 0 (International) / Validity : None Ex ia G Zone 0 (Korea) / Validity : None Ex ia G Zone 0 (North America) / Validity : None Ex ia G Zone 0 (United Kingdom) / Validity : None Ex nA G Zone 2 (Europa) / Validity : None Ex nA G Zone 2 (International) / Validity : None Ex nA G Zone 2 (United Kingdom) / Validity : None Ex ia G Zone 0 (Europa) / Validity : None Ex ia G Zone 0 (International) / Validity : None Ex ia G Zone 0 (Korea) / Validity : None Ex ia G Zone 0 (North America) / Validity : None Ex ia G Zone 0 (United Kingdom) / Validity : None Ex nA G Zone 2 (Europa) / Validity : None Ex nA G Zone 2 (International) / Validity : None Ex nA G Zone 2 (United Kingdom) / Validity : None Ex ia G Zone 0 (Europa) / Validity : None Ex ia G Zone 0 (International) / Validity : None Ex ia G Zone 0 (Korea) / Validity : None Ex ia G Zone 0 (North America) / Validity : None Ex ia G Zone 0 (United Kingdom) / Validity : None Ex nA G Zone 2 (Europa) / Validity : None Ex nA G Zone 2 (International) / Validity : None Ex nA G Zone 2 (United Kingdom) / Validity : None Ex ia G Zone 0 (Europa) / Validity : None Ex ia G Zone 0 (International) / Validity : None Ex ia G Zone 0 (Korea) / Validity : None Ex ia G Zone 0 (North America) / Validity : None Ex ia G Zone 0 (United Kingdom) / Validity : None Ex nA G Zone 2 (Europa) / Validity : None Ex nA G Zone 2 (International) / Validity : None Ex nA G Zone 2 (United Kingdom) / Validity : None Ex ia G Zone 0 (Europa) / Validity : None Ex ia G Zone 0 (International) / Validity : None Ex ia G Zone 0 (Korea) / Validity : None Ex ia G Zone 0 (North America) / Validity : None Ex ia G Zone 0 (United Kingdom) / Validity : None Ex nA G Zone 2 (Europa) / Validity : None Ex nA G Zone 2 (International) / Validity : None Ex nA G Zone 2 (United Kingdom) / Validity : None Ex ia G Zone 0 (Europa) / Validity : None Ex ia G Zone 0 (International) / Validity : None Ex ia G Zone 0 (Korea) / Validity : None Ex ia G Zone 0 (North America) / Validity : None Ex ia G Zone 0 (United Kingdom) / Validity : None Ex nA G Zone 2 (Europa) / Validity : None Ex nA G Zone 2 (International) / Validity : None Ex nA G Zone 2 (United Kingdom) / Validity : None Ex ia G Zone 0 (Europa) / Validity : None Ex ia G Zone 0 (International) / Validity : None Ex ia G Zone 0 (Korea) / Validity : None Ex ia G Zone 0 (North America) / Validity : None Ex ia G Zone 0 (United Kingdom) / Validity : None Ex nA G Zone 2 (Europa) / Validity : None Ex nA G Zone 2 (International) / Validity : None Ex nA G Zone 2 (United Kingdom) / Validity : None Ex ia G Zone 0 (Europa) / Validity : None Ex ia G Zone 0 (International) / Validity : None Ex ia G Zone 0 (Korea) / Validity : None Ex ia G Zone 0 (North America) / Validity : None Ex ia G Zone 0 (United Kingdom) / Validity : None Ex nA G Zone 2 (Europa) / Validity : None Ex nA G Zone 2 (International) / Validity : None Ex nA G Zone 2 (United Kingdom) / Validity : None Ex ia G Zone 0 (Europa) / Validity : None Ex ia G Zone 0 (International) / Validity : None Ex ia G Zone 0 (Korea) / Validity : None Ex ia G Zone 0 (North America) / Validity : None Ex ia G Zone 0 (United Kingdom) / Validity : None Ex nA G Zone 2 (Europa) / Validity : None Ex nA G Zone 2 (International) / Validity : None Ex nA G Zone 2 (United Kingdom) / Validity : None Ex ia G Zone 0 (Europa) / Validity : None Ex ia G Zone 0 (International) / Validity : None Ex ia G Zone 0 (Korea) / Validity : None Ex ia G Zone 0 (North America) / Validity : None Ex ia G Zone 0 (United Kingdom) / Validity : None Ex nA G Zone 2 (Europa) / Validity : None Ex nA G Zone 2 (International) / Validity : None Ex nA G Zone 2 (United Kingdom) / Validity : None Ex ia G Zone 0 (Europa) / Validity : None Ex ia G Zone 0 (International) / Validity : None Ex ia G Zone 0 (Korea) / Validity : None Ex ia G Zone 0 (North America) / Validity : None Ex ia G Zone 0 (United Kingdom) / Validity : None Ex nA G Zone 2 (Europa) / Validity : None Ex nA G Zone 2 (International) / Validity : None Ex nA G Zone 2 (United Kingdom) / Validity : None Ex ia G Zone 0 (Europa) / Validity : None Ex ia G Zone 0 (International) / Validity : None Ex ia G Zone 0 (Korea) / Validity : None Ex ia G Zone 0 (North America) / Validity : None Ex ia G Zone 0 (United Kingdom) / Validity : None Ex nA G Zone 2 (Europa) / Validity : None Ex nA G Zone 2 (International) / Validity : None Ex nA G Zone 2 (United Kingdom) / Validity : None Ex ia G Zone 0 (Europa) / Validity : None Ex ia G Zone 0 (International) / Validity : None Ex ia G Zone 0 (Korea) / Validity : None Ex ia G Zone 0 (North America) / Validity : None Ex ia G Zone 0 (United Kingdom) / Validity : None Ex nA G Zone 2 (Europa) / Validity : None Ex nA G Zone 2 (International) / Validity : None Ex nA G Zone 2 (United Kingdom) / Validity : None Ex ia G Zone 0 (Europa) / Validity : None Ex ia G Zone 0 (International) / Validity : None Ex ia G Zone 0 (Korea) / Validity : None Ex ia G Zone 0 (North America) / Validity : None Ex ia G Zone 0 (United Kingdom) / Validity : None Ex nA G Zone 2 (Europa) / Validity : None Ex nA G Zone 2 (International) / Validity : None Ex nA G Zone 2 (United Kingdom) / Validity : None Ex ia G Zone 0 (Europa) / Validity : None Ex ia G Zone 0 (International) / Validity : None Ex ia G Zone 0 (Korea) / Validity : None Ex ia G Zone 0 (North America) / Validity : None Ex ia G Zone 0 (United Kingdom) / Validity : None Ex nA G Zone 2 (Europa) / Validity : None Ex nA G Zone 2 (International) / Validity : None Ex nA G Zone 2 (United Kingdom) / Validity : None Ex ia G Zone 0 (Europa) / Validity : None Ex ia G Zone 0 (International) / Validity : None Ex ia G Zone 0 (Korea) / Validity : None Ex ia G Zone 0 (North America) / Validity : None Ex ia G Zone 0 (United Kingdom) / Validity : None Ex nA G Zone 2 (Europa) / Validity : None Ex nA G Zone 2 (International) / Validity : None Ex nA G Zone 2 (United Kingdom) / Validity : None Ex ia G Zone 0 (Europa) / Validity : None Ex ia G Zone 0 (International) / Validity : None Ex ia G Zone 0 (Korea) / Validity : None Ex ia G Zone 0 (North America) / Validity : None Ex ia G Zone 0 (United Kingdom) / Validity : None Ex nA G Zone 2 (Europa) / Validity : None Ex nA G Zone 2 (International) / Validity : None Ex nA G Zone 2 (United Kingdom) / Validity : None Ex ia G Zone 0 (Europa) / Validity : None Ex ia G Zone 0 (International) / Validity : None Ex ia G Zone 0 (Korea) / Validity : None Ex ia G Zone 0 (North America) / Validity : None Ex ia G Zone 0 (United Kingdom) / Validity : None Ex nA G Zone 2 (Europa) / Validity : None Ex nA G Zone 2 (International) / Validity : None Ex nA G Zone 2 (United Kingdom) / Validity : None Ex ia G Zone 0 (Europa) / Validity : None Ex ia G Zone 0 (International) / Validity : None Ex ia G Zone 0 (Korea) / Validity : None Ex ia G Zone 0 (North America) / Validity : None Ex ia G Zone 0 (United Kingdom) / Validity : None Ex nA G Zone 2 (Europa) / Validity : None Ex nA G Zone 2 (International) / Validity : None Ex nA G Zone 2 (United Kingdom) / Validity : None Ex ia G Zone 0 (Europa) / Validity : None Ex ia G Zone 0 (International) / Validity : None Ex ia G Zone 0 (Korea) / Validity : None Ex ia G Zone 0 (North America) / Validity : None Ex ia G Zone 0 (United Kingdom) / Validity : None Ex nA G Zone 2 (Europa) / Validity : None Ex nA G Zone 2 (International) / Validity : None Ex nA G Zone 2 (United Kingdom) / Validity : None Ex ia G Zone 0 (Europa) / Validity : None Ex ia G Zone 0 (International) / Validity : None Ex ia G Zone 0 (Korea) / Validity : None Ex ia G Zone 0 (North America) / Validity : None Ex ia G Zone 0 (United Kingdom) / Validity : None Ex nA G Zone 2 (Europa) / Validity : None Ex nA G Zone 2 (International) / Validity : None Ex nA G Zone 2 (United Kingdom) / Validity : None Ex ia G Zone 0 (Europa) / Validity : None Ex ia G Zone 0 (International) / Validity : None Ex ia G Zone 0 (North America) / Validity : None Ex ia G Zone 0 (United Kingdom) / Validity : None Ex nA G Zone 2 (Europa) / Validity : None Ex nA G Zone 2 (International) / Validity : None Ex nA G Zone 2 (United Kingdom) / Validity : None Ex ia G Zone 0 (Europa) / Validity : None Ex ia G Zone 0 (International) / Validity : None Ex ia G Zone 0 (North America) / Validity : None Ex ia G Zone 0 (United Kingdom) / Validity : None Ex nA G Zone 2 (Europa) / Validity : None Ex nA G Zone 2 (International) / Validity : None Ex nA G Zone 2 (United Kingdom) / Validity : None Ex ia G Zone 0 (Europa) / Validity : None Ex ia G Zone 0 (International) / Validity : None Ex ia G Zone 0 (North America) / Validity : None Ex ia G Zone 0 (United Kingdom) / Validity : None Ex nA G Zone 2 (Europa) / Validity : None Ex nA G Zone 2 (International) / Validity : None Ex nA G Zone 2 (United Kingdom) / Validity : None Ex ia G Zone 0 (Europa) / Validity : None Ex ia G Zone 0 (International) / Validity : None Ex ia G Zone 0 (North America) / Validity : None Ex ia G Zone 0 (United Kingdom) / Validity : None Ex nA G Zone 2 (Europa) / Validity : None Ex nA G Zone 2 (International) / Validity : None Ex nA G Zone 2 (United Kingdom) / Validity : None Ex ia G Zone 0 (Europa) / Validity : None Ex ia G Zone 0 (International) / Validity : None Ex ia G Zone 0 (Korea) / Validity : None Ex ia G Zone 0 (North America) / Validity : None Ex ia G Zone 0 (United Kingdom) / Validity : None Ex nA G Zone 2 (Europa) / Validity : None Ex nA G Zone 2 (International) / Validity : None Ex nA G Zone 2 (United Kingdom) / Validity : None Ex ia G Zone 0 (Europa) / Validity : None Ex ia G Zone 0 (International) / Validity : None Ex ia G Zone 0 (Korea) / Validity : None Ex ia G Zone 0 (North America) / Validity : None Ex ia G Zone 0 (United Kingdom) / Validity : None Ex nA G Zone 2 (Europa) / Validity : None Ex nA G Zone 2 (International) / Validity : None Ex nA G Zone 2 (United Kingdom) / Validity : None Ex ia G Zone 0 (Europa) / Validity : None Ex ia G Zone 0 (International) / Validity : None Ex ia G Zone 0 (Korea) / Validity : None Ex ia G Zone 0 (North America) / Validity : None Ex ia G Zone 0 (United Kingdom) / Validity : None Ex nA G Zone 2 (Europa) / Validity : None Ex nA G Zone 2 (International) / Validity : None Ex nA G Zone 2 (United Kingdom) / Validity : None Ex ia G Zone 0 (Europa) / Validity : None Ex ia G Zone 0 (International) / Validity : None Ex ia G Zone 0 (Korea) / Validity : None Ex ia G Zone 0 (North America) / Validity : None Ex ia G Zone 0 (United Kingdom) / Validity : None Ex nA G Zone 2 (Europa) / Validity : None Ex nA G Zone 2 (International) / Validity : None Ex nA G Zone 2 (United Kingdom) / Validity : None Ex ia G Zone 0 (Europa) / Validity : None Ex ia G Zone 0 (International) / Validity : None Ex ia G Zone 0 (Korea) / Validity : None Ex ia G Zone 0 (North America) / Validity : None Ex ia G Zone 0 (United Kingdom) / Validity : None Ex nA G Zone 2 (Europa) / Validity : None Ex nA G Zone 2 (International) / Validity : None Ex nA G Zone 2 (United Kingdom) / Validity : None Ex ia G Zone 0 (Europa) / Validity : None Ex ia G Zone 0 (International) / Validity : None Ex ia G Zone 0 (Korea) / Validity : None Ex ia G Zone 0 (North America) / Validity : None Ex ia G Zone 0 (United Kingdom) / Validity : None Ex ib G Zone 1 (Japan) / Validity : 22.08.2025 Ex nA G Zone 2 (Europa) / Validity : None Ex nA G Zone 2 (International) / Validity : None Ex nA G Zone 2 (United Kingdom) / Validity : None Ex ia G Zone 0 (Europa) / Validity : None Ex ia G Zone 0 (International) / Validity : None Ex ia G Zone 0 (Korea) / Validity : None Ex ia G Zone 0 (North America) / Validity : None Ex ia G Zone 0 (United Kingdom) / Validity : None Ex nA G Zone 2 (Europa) / Validity : None Ex nA G Zone 2 (International) / Validity : None Ex nA G Zone 2 (United Kingdom) / Validity : None Ex ia G Zone 0 (Europa) / Validity : None Ex ia G Zone 0 (International) / Validity : None Ex ia G Zone 0 (Korea) / Validity : None Ex ia G Zone 0 (North America) / Validity : None Ex ia G Zone 0 (United Kingdom) / Validity : None Ex nA G Zone 2 (Europa) / Validity : None Ex nA G Zone 2 (International) / Validity : None Ex nA G Zone 2 (United Kingdom) / Validity : None Ex ia G Zone 0 (Europa) / Validity : None Ex ia G Zone 0 (International) / Validity : None Ex ia G Zone 0 (Korea) / Validity : None Ex ia G Zone 0 (North America) / Validity : None Ex ia G Zone 0 (United Kingdom) / Validity : None Ex ib G Zone 1 (Japan) / Validity : 24.05.2024 Ex nA G Zone 2 (Europa) / Validity : None Ex nA G Zone 2 (International) / Validity : None Ex nA G Zone 2 (United Kingdom) / Validity : None Ex ia G Zone 0 (Europa) / Validity : None Ex ia G Zone 0 (International) / Validity : None Ex ia G Zone 0 (Korea) / Validity : None Ex ia G Zone 0 (North America) / Validity : None Ex ia G Zone 0 (United Kingdom) / Validity : None Ex nA G Zone 2 (Europa) / Validity : None Ex nA G Zone 2 (International) / Validity : None Ex nA G Zone 2 (United Kingdom) / Validity : None Ex ia G Zone 0 (Europa) / Validity : None Ex ia G Zone 0 (International) / Validity : None Ex ia G Zone 0 (Korea) / Validity : None Ex ia G Zone 0 (North America) / Validity : None Ex ia G Zone 0 (United Kingdom) / Validity : None Ex nA G Zone 2 (Europa) / Validity : None Ex nA G Zone 2 (International) / Validity : None Ex nA G Zone 2 (United Kingdom) / Validity : None Ex ia G Zone 0 (Europa) / Validity : None Ex ia G Zone 0 (International) / Validity : None Ex ia G Zone 0 (Korea) / Validity : None Ex ia G Zone 0 (North America) / Validity : None Ex ia G Zone 0 (United Kingdom) / Validity : None Ex nA G Zone 2 (Europa) / Validity : None Ex nA G Zone 2 (International) / Validity : None Ex nA G Zone 2 (United Kingdom) / Validity : None Ex ia G Zone 0 (Europa) / Validity : None Ex ia G Zone 0 (International) / Validity : None Ex ia G Zone 0 (Korea) / Validity : None Ex ia G Zone 0 (North America) / Validity : None Ex ia G Zone 0 (United Kingdom) / Validity : None Ex nA G Zone 2 (Europa) / Validity : None Ex nA G Zone 2 (International) / Validity : None Ex nA G Zone 2 (United Kingdom) / Validity : None Ex ia G Zone 0 (Europa) / Validity : None Ex ia G Zone 0 (International) / Validity : None Ex ia G Zone 0 (Korea) / Validity : None Ex ia G Zone 0 (North America) / Validity : None Ex ia G Zone 0 (United Kingdom) / Validity : None Ex nA G Zone 2 (Europa) / Validity : None Ex nA G Zone 2 (International) / Validity : None Ex nA G Zone 2 (United Kingdom) / Validity : None Ex ia G Zone 0 (Europa) / Validity : None Ex ia G Zone 0 (International) / Validity : None Ex ia G Zone 0 (Korea) / Validity : None Ex ia G Zone 0 (North America) / Validity : None Ex ia G Zone 0 (United Kingdom) / Validity : None Ex nA G Zone 2 (Europa) / Validity : None Ex nA G Zone 2 (International) / Validity : None Ex nA G Zone 2 (United Kingdom) / Validity : None Ex ia G Zone 0 (Europa) / Validity : None Ex ia G Zone 0 (International) / Validity : None Ex ia G Zone 0 (Korea) / Validity : None Ex ia G Zone 0 (North America) / Validity : None Ex ia G Zone 0 (United Kingdom) / Validity : None Ex nA G Zone 2 (Europa) / Validity : None Ex nA G Zone 2 (International) / Validity : None Ex nA G Zone 2 (United Kingdom) / Validity : None Ex ia G Zone 0 (Europa) / Validity : None Ex ia G Zone 0 (International) / Validity : None Ex ia G Zone 0 (Korea) / Validity : None Ex ia G Zone 0 (North America) / Validity : None Ex ia G Zone 0 (United Kingdom) / Validity : None Ex nA G Zone 2 (Europa) / Validity : None Ex nA G Zone 2 (International) / Validity : None Ex nA G Zone 2 (United Kingdom) / Validity : None Ex ia G Zone 0 (Europa) / Validity : None Ex ia G Zone 0 (International) / Validity : None Ex ia G Zone 0 (Korea) / Validity : None Ex ia G Zone 0 (North America) / Validity : None Ex ia G Zone 0 (United Kingdom) / Validity : None Ex nA G Zone 2 (Europa) / Validity : None Ex nA G Zone 2 (International) / Validity : None Ex nA G Zone 2 (United Kingdom) / Validity : None Ex ia G Zone 0 (Europa) / Validity : None Ex ia G Zone 0 (International) / Validity : None Ex ia G Zone 0 (Korea) / Validity : None Ex ia G Zone 0 (North America) / Validity : None Ex ia G Zone 0 (United Kingdom) / Validity : None Ex nA G Zone 2 (Europa) / Validity : None Ex nA G Zone 2 (International) / Validity : None Ex nA G Zone 2 (United Kingdom) / Validity : None Ex ia G Zone 0 (Europa) / Validity : None Ex ia G Zone 0 (International) / Validity : None Ex ia G Zone 0 (Korea) / Validity : None Ex ia G Zone 0 (North America) / Validity : None Ex ia G Zone 0 (United Kingdom) / Validity : None Ex nA G Zone 2 (Europa) / Validity : None Ex nA G Zone 2 (International) / Validity : None Ex nA G Zone 2 (United Kingdom) / Validity : None Ex ia G Zone 0 (Europa) / Validity : None Ex ia G Zone 0 (International) / Validity : None Ex ia G Zone 0 (Korea) / Validity : None Ex ia G Zone 0 (North America) / Validity : None Ex ia G Zone 0 (United Kingdom) / Validity : None Ex nA G Zone 2 (Europa) / Validity : None Ex nA G Zone 2 (International) / Validity : None Ex nA G Zone 2 (United Kingdom) / Validity : None Ex ia G Zone 0 (Europa) / Validity : None Ex ia G Zone 0 (International) / Validity : None Ex ia G Zone 0 (Korea) / Validity : None Ex ia G Zone 0 (North America) / Validity : None Ex ia G Zone 0 (United Kingdom) / Validity : None Ex nA G Zone 2 (Europa) / Validity : None Ex nA G Zone 2 (International) / Validity : None Ex nA G Zone 2 (United Kingdom) / Validity : None Ex ia G Zone 0 (Europa) / Validity : None Ex ia G Zone 0 (International) / Validity : None Ex ia G Zone 0 (Korea) / Validity : None Ex ia G Zone 0 (North America) / Validity : None Ex ia G Zone 0 (United Kingdom) / Validity : None Ex nA G Zone 2 (Europa) / Validity : None Ex nA G Zone 2 (International) / Validity : None Ex nA G Zone 2 (United Kingdom) / Validity : None Ex ia G Zone 0 (Europa) / Validity : None Ex ia G Zone 0 (International) / Validity : None Ex ia G Zone 0 (Korea) / Validity : None Ex ia G Zone 0 (North America) / Validity : None Ex ia G Zone 0 (United Kingdom) / Validity : None Ex nA G Zone 2 (Europa) / Validity : None Ex nA G Zone 2 (International) / Validity : None Ex nA G Zone 2 (United Kingdom) / Validity : None Ex ia G Zone 0 (Europa) / Validity : None Ex ia G Zone 0 (International) / Validity : None Ex ia G Zone 0 (Korea) / Validity : None Ex ia G Zone 0 (North America) / Validity : None Ex ia G Zone 0 (United Kingdom) / Validity : None Ex nA G Zone 2 (Europa) / Validity : None Ex nA G Zone 2 (International) / Validity : None Ex nA G Zone 2 (United Kingdom) / Validity : None Ex ia G Zone 0 (Europa) / Validity : None Ex ia G Zone 0 (International) / Validity : None Ex ia G Zone 0 (Korea) / Validity : None Ex ia G Zone 0 (North America) / Validity : None Ex ia G Zone 0 (United Kingdom) / Validity : None Ex nA G Zone 2 (Europa) / Validity : None Ex nA G Zone 2 (International) / Validity : None Ex nA G Zone 2 (United Kingdom) / Validity : None Ex ia G Zone 0 (Europa) / Validity : None Ex ia G Zone 0 (International) / Validity : None Ex ia G Zone 0 (Korea) / Validity : None Ex ia G Zone 0 (North America) / Validity : None Ex ia G Zone 0 (United Kingdom) / Validity : None Ex nA G Zone 2 (Europa) / Validity : None Ex nA G Zone 2 (International) / Validity : None Ex nA G Zone 2 (United Kingdom) / Validity : None Ex ia G Zone 0 (Europa) / Validity : None Ex ia G Zone 0 (International) / Validity : None Ex ia G Zone 0 (North America) / Validity : None Ex ia G Zone 0 (United Kingdom) / Validity : None Ex nA G Zone 2 (Europa) / Validity : None Ex nA G Zone 2 (International) / Validity : None Ex nA G Zone 2 (United Kingdom) / Validity : None Ex ia G Zone 0 (Europa) / Validity : None Ex ia G Zone 0 (International) / Validity : None Ex ia G Zone 0 (North America) / Validity : None Ex ia G Zone 0 (United Kingdom) / Validity : None Ex nA G Zone 2 (Europa) / Validity : None Ex nA G Zone 2 (International) / Validity : None Ex nA G Zone 2 (United Kingdom) / Validity : None Ex ia G Zone 0 (Europa) / Validity : None Ex ia G Zone 0 (International) / Validity : None Ex ia G Zone 0 (North America) / Validity : None Ex ia G Zone 0 (United Kingdom) / Validity : None Ex nA G Zone 2 (Europa) / Validity : None Ex nA G Zone 2 (International) / Validity : None Ex nA G Zone 2 (United Kingdom) / Validity : None Ex ia G Zone 0 (Europa) / Validity : None Ex ia G Zone 0 (International) / Validity : None Ex ia G Zone 0 (Korea) / Validity : None Ex ia G Zone 0 (North America) / Validity : None Ex ia G Zone 0 (United Kingdom) / Validity : None Ex nA G Zone 2 (Europa) / Validity : None Ex nA G Zone 2 (International) / Validity : None Ex nA G Zone 2 (United Kingdom) / Validity : None Ex ia G Zone 0 (Europa) / Validity : None Ex ia G Zone 0 (International) / Validity : None Ex ia G Zone 0 (North America) / Validity : None Ex ia G Zone 0 (Russia, Belarus, Kyrgyzstan, Armenia, Kazakhstan) / Validity : 18.02.2026 Ex nA G Zone 2 (Europa) / Validity : None Ex nA G Zone 2 (International) / Validity : None Ex nA G Zone 2 (North America) / Validity : None Ex nA G Zone 2 (Russia, Belarus, Kyrgyzstan, Armenia, Kazakhstan) / Validity : 18.02.2026 | No | No | .
143-505-000-13x | 143-505-000-132 | DocManager | CP505-132 Piezoelectric Dynamic Pressure Sensor | CP505-132 | VM 7/16" high temp connector, 3 m integral MI cable | . | 90pC/bar | -70 | 560 | 2 | 10000 | 7/16"-27UNS-2A | CPxxx, IPC707, GSI127, EC069, EC112, EC119, EC222, MA Seal, CG505, ABAxxx, JB105, JB116 | . |  |  |  | . | Switzerland | 90319000999 |  |  | . | Dynamic Pressure Sensors | Dynamic pressure sensors (CP) | . | Ex ia G Zone 0 (Europa) / Validity : None Ex ia G Zone 0 (International) / Validity : None Ex ia G Zone 0 (Korea) / Validity : None Ex ia G Zone 0 (North America) / Validity : None Ex ia G Zone 0 (United Kingdom) / Validity : None Ex nA G Zone 2 (Europa) / Validity : None Ex nA G Zone 2 (International) / Validity : None Ex nA G Zone 2 (United Kingdom) / Validity : None Ex ia G Zone 0 (Europa) / Validity : None Ex ia G Zone 0 (International) / Validity : None Ex ia G Zone 0 (Korea) / Validity : None Ex ia G Zone 0 (North America) / Validity : None Ex ia G Zone 0 (United Kingdom) / Validity : None Ex nA G Zone 2 (Europa) / Validity : None Ex nA G Zone 2 (International) / Validity : None Ex nA G Zone 2 (United Kingdom) / Validity : None Ex ia G Zone 0 (Europa) / Validity : None Ex ia G Zone 0 (International) / Validity : None Ex ia G Zone 0 (Korea) / Validity : None Ex ia G Zone 0 (North America) / Validity : None Ex ia G Zone 0 (United Kingdom) / Validity : None Ex nA G Zone 2 (Europa) / Validity : None Ex nA G Zone 2 (International) / Validity : None Ex nA G Zone 2 (United Kingdom) / Validity : None Ex ia G Zone 0 (Europa) / Validity : None Ex ia G Zone 0 (International) / Validity : None Ex ia G Zone 0 (Korea) / Validity : None Ex ia G Zone 0 (North America) / Validity : None Ex ia G Zone 0 (United Kingdom) / Validity : None Ex nA G Zone 2 (Europa) / Validity : None Ex nA G Zone 2 (International) / Validity : None Ex nA G Zone 2 (United Kingdom) / Validity : None Ex ia G Zone 0 (Europa) / Validity : None Ex ia G Zone 0 (International) / Validity : None Ex ia G Zone 0 (Korea) / Validity : None Ex ia G Zone 0 (North America) / Validity : None Ex ia G Zone 0 (United Kingdom) / Validity : None Ex nA G Zone 2 (Europa) / Validity : None Ex nA G Zone 2 (International) / Validity : None Ex nA G Zone 2 (United Kingdom) / Validity : None Ex ia G Zone 0 (Europa) / Validity : None Ex ia G Zone 0 (International) / Validity : None Ex ia G Zone 0 (Korea) / Validity : None Ex ia G Zone 0 (North America) / Validity : None Ex ia G Zone 0 (United Kingdom) / Validity : None Ex nA G Zone 2 (Europa) / Validity : None Ex nA G Zone 2 (International) / Validity : None Ex nA G Zone 2 (United Kingdom) / Validity : None Ex ia G Zone 0 (Europa) / Validity : None Ex ia G Zone 0 (International) / Validity : None Ex ia G Zone 0 (Korea) / Validity : None Ex ia G Zone 0 (North America) / Validity : None Ex ia G Zone 0 (United Kingdom) / Validity : None Ex nA G Zone 2 (Europa) / Validity : None Ex nA G Zone 2 (International) / Validity : None Ex nA G Zone 2 (United Kingdom) / Validity : None Ex ia G Zone 0 (Europa) / Validity : None Ex ia G Zone 0 (International) / Validity : None Ex ia G Zone 0 (Korea) / Validity : None Ex ia G Zone 0 (North America) / Validity : None Ex ia G Zone 0 (United Kingdom) / Validity : None Ex nA G Zone 2 (Europa) / Validity : None Ex nA G Zone 2 (International) / Validity : None Ex nA G Zone 2 (United Kingdom) / Validity : None Ex ia G Zone 0 (Europa) / Validity : None Ex ia G Zone 0 (International) / Validity : None Ex ia G Zone 0 (Korea) / Validity : None Ex ia G Zone 0 (North America) / Validity : None Ex ia G Zone 0 (United Kingdom) / Validity : None Ex nA G Zone 2 (Europa) / Validity : None Ex nA G Zone 2 (International) / Validity : None Ex nA G Zone 2 (United Kingdom) / Validity : None Ex ia G Zone 0 (Europa) / Validity : None Ex ia G Zone 0 (International) / Validity : None Ex ia G Zone 0 (Korea) / Validity : None Ex ia G Zone 0 (North America) / Validity : None Ex ia G Zone 0 (United Kingdom) / Validity : None Ex nA G Zone 2 (Europa) / Validity : None Ex nA G Zone 2 (International) / Validity : None Ex nA G Zone 2 (United Kingdom) / Validity : None Ex ia G Zone 0 (Europa) / Validity : None Ex ia G Zone 0 (International) / Validity : None Ex ia G Zone 0 (Korea) / Validity : None Ex ia G Zone 0 (North America) / Validity : None Ex ia G Zone 0 (United Kingdom) / Validity : None Ex nA G Zone 2 (Europa) / Validity : None Ex nA G Zone 2 (International) / Validity : None Ex nA G Zone 2 (United Kingdom) / Validity : None Ex ia G Zone 0 (Europa) / Validity : None Ex ia G Zone 0 (International) / Validity : None Ex ia G Zone 0 (Korea) / Validity : None Ex ia G Zone 0 (North America) / Validity : None Ex ia G Zone 0 (United Kingdom) / Validity : None Ex nA G Zone 2 (Europa) / Validity : None Ex nA G Zone 2 (International) / Validity : None Ex nA G Zone 2 (United Kingdom) / Validity : None Ex ia G Zone 0 (Europa) / Validity : None Ex ia G Zone 0 (International) / Validity : None Ex ia G Zone 0 (Korea) / Validity : None Ex ia G Zone 0 (North America) / Validity : None Ex ia G Zone 0 (United Kingdom) / Validity : None Ex nA G Zone 2 (Europa) / Validity : None Ex nA G Zone 2 (International) / Validity : None Ex nA G Zone 2 (United Kingdom) / Validity : None Ex ia G Zone 0 (Europa) / Validity : None Ex ia G Zone 0 (International) / Validity : None Ex ia G Zone 0 (Korea) / Validity : None Ex ia G Zone 0 (North America) / Validity : None Ex ia G Zone 0 (United Kingdom) / Validity : None Ex nA G Zone 2 (Europa) / Validity : None Ex nA G Zone 2 (International) / Validity : None Ex nA G Zone 2 (United Kingdom) / Validity : None Ex ia G Zone 0 (Europa) / Validity : None Ex ia G Zone 0 (International) / Validity : None Ex ia G Zone 0 (Korea) / Validity : None Ex ia G Zone 0 (North America) / Validity : None Ex ia G Zone 0 (United Kingdom) / Validity : None Ex nA G Zone 2 (Europa) / Validity : None Ex nA G Zone 2 (International) / Validity : None Ex nA G Zone 2 (United Kingdom) / Validity : None Ex ia G Zone 0 (Europa) / Validity : None Ex ia G Zone 0 (International) / Validity : None Ex ia G Zone 0 (Korea) / Validity : None Ex ia G Zone 0 (North America) / Validity : None Ex ia G Zone 0 (United Kingdom) / Validity : None Ex nA G Zone 2 (Europa) / Validity : None Ex nA G Zone 2 (International) / Validity : None Ex nA G Zone 2 (United Kingdom) / Validity : None Ex ia G Zone 0 (Europa) / Validity : None Ex ia G Zone 0 (International) / Validity : None Ex ia G Zone 0 (Korea) / Validity : None Ex ia G Zone 0 (North America) / Validity : None Ex ia G Zone 0 (United Kingdom) / Validity : None Ex nA G Zone 2 (Europa) / Validity : None Ex nA G Zone 2 (International) / Validity : None Ex nA G Zone 2 (United Kingdom) / Validity : None Ex ia G Zone 0 (Europa) / Validity : None Ex ia G Zone 0 (International) / Validity : None Ex ia G Zone 0 (Korea) / Validity : None Ex ia G Zone 0 (North America) / Validity : None Ex ia G Zone 0 (United Kingdom) / Validity : None Ex nA G Zone 2 (Europa) / Validity : None Ex nA G Zone 2 (International) / Validity : None Ex nA G Zone 2 (United Kingdom) / Validity : None Ex ia G Zone 0 (Europa) / Validity : None Ex ia G Zone 0 (International) / Validity : None Ex ia G Zone 0 (Korea) / Validity : None Ex ia G Zone 0 (North America) / Validity : None Ex ia G Zone 0 (United Kingdom) / Validity : None Ex nA G Zone 2 (Europa) / Validity : None Ex nA G Zone 2 (International) / Validity : None Ex nA G Zone 2 (United Kingdom) / Validity : None Ex ia G Zone 0 (Europa) / Validity : None Ex ia G Zone 0 (International) / Validity : None Ex ia G Zone 0 (Korea) / Validity : None Ex ia G Zone 0 (North America) / Validity : None Ex ia G Zone 0 (United Kingdom) / Validity : None Ex nA G Zone 2 (Europa) / Validity : None Ex nA G Zone 2 (International) / Validity : None Ex nA G Zone 2 (United Kingdom) / Validity : None Ex ia G Zone 0 (Europa) / Validity : None Ex ia G Zone 0 (International) / Validity : None Ex ia G Zone 0 (Korea) / Validity : None Ex ia G Zone 0 (North America) / Validity : None Ex ia G Zone 0 (United Kingdom) / Validity : None Ex nA G Zone 2 (Europa) / Validity : None Ex nA G Zone 2 (International) / Validity : None Ex nA G Zone 2 (United Kingdom) / Validity : None Ex ia G Zone 0 (Europa) / Validity : None Ex ia G Zone 0 (International) / Validity : None Ex ia G Zone 0 (Korea) / Validity : None Ex ia G Zone 0 (North America) / Validity : None Ex ia G Zone 0 (United Kingdom) / Validity : None Ex nA G Zone 2 (Europa) / Validity : None Ex nA G Zone 2 (International) / Validity : None Ex nA G Zone 2 (United Kingdom) / Validity : None Ex ia G Zone 0 (Europa) / Validity : None Ex ia G Zone 0 (International) / Validity : None Ex ia G Zone 0 (Korea) / Validity : None Ex ia G Zone 0 (North America) / Validity : None Ex ia G Zone 0 (United Kingdom) / Validity : None Ex nA G Zone 2 (Europa) / Validity : None Ex nA G Zone 2 (International) / Validity : None Ex nA G Zone 2 (United Kingdom) / Validity : None Ex ia G Zone 0 (Europa) / Validity : None Ex ia G Zone 0 (International) / Validity : None Ex ia G Zone 0 (Korea) / Validity : None Ex ia G Zone 0 (North America) / Validity : None Ex ia G Zone 0 (United Kingdom) / Validity : None Ex nA G Zone 2 (Europa) / Validity : None Ex nA G Zone 2 (International) / Validity : None Ex nA G Zone 2 (United Kingdom) / Validity : None Ex ia G Zone 0 (Europa) / Validity : None Ex ia G Zone 0 (International) / Validity : None Ex ia G Zone 0 (Korea) / Validity : None Ex ia G Zone 0 (North America) / Validity : None Ex ia G Zone 0 (United Kingdom) / Validity : None Ex nA G Zone 2 (Europa) / Validity : None Ex nA G Zone 2 (International) / Validity : None Ex nA G Zone 2 (United Kingdom) / Validity : None Ex ia G Zone 0 (Europa) / Validity : None Ex ia G Zone 0 (International) / Validity : None Ex ia G Zone 0 (North America) / Validity : None Ex ia G Zone 0 (United Kingdom) / Validity : None Ex nA G Zone 2 (Europa) / Validity : None Ex nA G Zone 2 (International) / Validity : None Ex nA G Zone 2 (United Kingdom) / Validity : None Ex ia G Zone 0 (Europa) / Validity : None Ex ia G Zone 0 (International) / Validity : None Ex ia G Zone 0 (North America) / Validity : None Ex ia G Zone 0 (United Kingdom) / Validity : None Ex nA G Zone 2 (Europa) / Validity : None Ex nA G Zone 2 (International) / Validity : None Ex nA G Zone 2 (United Kingdom) / Validity : None Ex ia G Zone 0 (Europa) / Validity : None Ex ia G Zone 0 (International) / Validity : None Ex ia G Zone 0 (North America) / Validity : None Ex ia G Zone 0 (United Kingdom) / Validity : None Ex nA G Zone 2 (Europa) / Validity : None Ex nA G Zone 2 (International) / Validity : None Ex nA G Zone 2 (United Kingdom) / Validity : None Ex ia G Zone 0 (Europa) / Validity : None Ex ia G Zone 0 (International) / Validity : None Ex ia G Zone 0 (North America) / Validity : None Ex ia G Zone 0 (United Kingdom) / Validity : None Ex nA G Zone 2 (Europa) / Validity : None Ex nA G Zone 2 (International) / Validity : None Ex nA G Zone 2 (United Kingdom) / Validity : None Ex ia G Zone 0 (Europa) / Validity : None Ex ia G Zone 0 (International) / Validity : None Ex ia G Zone 0 (Korea) / Validity : None Ex ia G Zone 0 (North America) / Validity : None Ex ia G Zone 0 (United Kingdom) / Validity : None Ex nA G Zone 2 (Europa) / Validity : None Ex nA G Zone 2 (International) / Validity : None Ex nA G Zone 2 (United Kingdom) / Validity : None Ex ia G Zone 0 (Europa) / Validity : None Ex ia G Zone 0 (International) / Validity : None Ex ia G Zone 0 (Korea) / Validity : None Ex ia G Zone 0 (North America) / Validity : None Ex ia G Zone 0 (United Kingdom) / Validity : None Ex nA G Zone 2 (Europa) / Validity : None Ex nA G Zone 2 (International) / Validity : None Ex nA G Zone 2 (United Kingdom) / Validity : None Ex ia G Zone 0 (Europa) / Validity : None Ex ia G Zone 0 (International) / Validity : None Ex ia G Zone 0 (Korea) / Validity : None Ex ia G Zone 0 (North America) / Validity : None Ex ia G Zone 0 (United Kingdom) / Validity : None Ex nA G Zone 2 (Europa) / Validity : None Ex nA G Zone 2 (International) / Validity : None Ex nA G Zone 2 (United Kingdom) / Validity : None Ex ia G Zone 0 (Europa) / Validity : None Ex ia G Zone 0 (International) / Validity : None Ex ia G Zone 0 (Korea) / Validity : None Ex ia G Zone 0 (North America) / Validity : None Ex ia G Zone 0 (United Kingdom) / Validity : None Ex nA G Zone 2 (Europa) / Validity : None Ex nA G Zone 2 (International) / Validity : None Ex nA G Zone 2 (United Kingdom) / Validity : None Ex ia G Zone 0 (Europa) / Validity : None Ex ia G Zone 0 (International) / Validity : None Ex ia G Zone 0 (Korea) / Validity : None Ex ia G Zone 0 (North America) / Validity : None Ex ia G Zone 0 (United Kingdom) / Validity : None Ex nA G Zone 2 (Europa) / Validity : None Ex nA G Zone 2 (International) / Validity : None Ex nA G Zone 2 (United Kingdom) / Validity : None Ex ia G Zone 0 (Europa) / Validity : None Ex ia G Zone 0 (International) / Validity : None Ex ia G Zone 0 (Korea) / Validity : None Ex ia G Zone 0 (North America) / Validity : None Ex ia G Zone 0 (United Kingdom) / Validity : None Ex ib G Zone 1 (Japan) / Validity : 22.08.2025 Ex nA G Zone 2 (Europa) / Validity : None Ex nA G Zone 2 (International) / Validity : None Ex nA G Zone 2 (United Kingdom) / Validity : None Ex ia G Zone 0 (Europa) / Validity : None Ex ia G Zone 0 (International) / Validity : None Ex ia G Zone 0 (Korea) / Validity : None Ex ia G Zone 0 (North America) / Validity : None Ex ia G Zone 0 (United Kingdom) / Validity : None Ex nA G Zone 2 (Europa) / Validity : None Ex nA G Zone 2 (International) / Validity : None Ex nA G Zone 2 (United Kingdom) / Validity : None Ex ia G Zone 0 (Europa) / Validity : None Ex ia G Zone 0 (International) / Validity : None Ex ia G Zone 0 (Korea) / Validity : None Ex ia G Zone 0 (North America) / Validity : None Ex ia G Zone 0 (United Kingdom) / Validity : None Ex nA G Zone 2 (Europa) / Validity : None Ex nA G Zone 2 (International) / Validity : None Ex nA G Zone 2 (United Kingdom) / Validity : None Ex ia G Zone 0 (Europa) / Validity : None Ex ia G Zone 0 (International) / Validity : None Ex ia G Zone 0 (Korea) / Validity : None Ex ia G Zone 0 (North America) / Validity : None Ex ia G Zone 0 (United Kingdom) / Validity : None Ex ib G Zone 1 (Japan) / Validity : 24.05.2024 Ex nA G Zone 2 (Europa) / Validity : None Ex nA G Zone 2 (International) / Validity : None Ex nA G Zone 2 (United Kingdom) / Validity : None Ex ia G Zone 0 (Europa) / Validity : None Ex ia G Zone 0 (International) / Validity : None Ex ia G Zone 0 (Korea) / Validity : None Ex ia G Zone 0 (North America) / Validity : None Ex ia G Zone 0 (United Kingdom) / Validity : None Ex nA G Zone 2 (Europa) / Validity : None Ex nA G Zone 2 (International) / Validity : None Ex nA G Zone 2 (United Kingdom) / Validity : None Ex ia G Zone 0 (Europa) / Validity : None Ex ia G Zone 0 (International) / Validity : None Ex ia G Zone 0 (Korea) / Validity : None Ex ia G Zone 0 (North America) / Validity : None Ex ia G Zone 0 (United Kingdom) / Validity : None Ex nA G Zone 2 (Europa) / Validity : None Ex nA G Zone 2 (International) / Validity : None Ex nA G Zone 2 (United Kingdom) / Validity : None Ex ia G Zone 0 (Europa) / Validity : None Ex ia G Zone 0 (International) / Validity : None Ex ia G Zone 0 (Korea) / Validity : None Ex ia G Zone 0 (North America) / Validity : None Ex ia G Zone 0 (United Kingdom) / Validity : None Ex nA G Zone 2 (Europa) / Validity : None Ex nA G Zone 2 (International) / Validity : None Ex nA G Zone 2 (United Kingdom) / Validity : None Ex ia G Zone 0 (Europa) / Validity : None Ex ia G Zone 0 (International) / Validity : None Ex ia G Zone 0 (Korea) / Validity : None Ex ia G Zone 0 (North America) / Validity : None Ex ia G Zone 0 (United Kingdom) / Validity : None Ex nA G Zone 2 (Europa) / Validity : None Ex nA G Zone 2 (International) / Validity : None Ex nA G Zone 2 (United Kingdom) / Validity : None Ex ia G Zone 0 (Europa) / Validity : None Ex ia G Zone 0 (International) / Validity : None Ex ia G Zone 0 (Korea) / Validity : None Ex ia G Zone 0 (North America) / Validity : None Ex ia G Zone 0 (United Kingdom) / Validity : None Ex nA G Zone 2 (Europa) / Validity : None Ex nA G Zone 2 (International) / Validity : None Ex nA G Zone 2 (United Kingdom) / Validity : None Ex ia G Zone 0 (Europa) / Validity : None Ex ia G Zone 0 (International) / Validity : None Ex ia G Zone 0 (Korea) / Validity : None Ex ia G Zone 0 (North America) / Validity : None Ex ia G Zone 0 (United Kingdom) / Validity : None Ex nA G Zone 2 (Europa) / Validity : None Ex nA G Zone 2 (International) / Validity : None Ex nA G Zone 2 (United Kingdom) / Validity : None Ex ia G Zone 0 (Europa) / Validity : None Ex ia G Zone 0 (International) / Validity : None Ex ia G Zone 0 (Korea) / Validity : None Ex ia G Zone 0 (North America) / Validity : None Ex ia G Zone 0 (United Kingdom) / Validity : None Ex nA G Zone 2 (Europa) / Validity : None Ex nA G Zone 2 (International) / Validity : None Ex nA G Zone 2 (United Kingdom) / Validity : None Ex ia G Zone 0 (Europa) / Validity : None Ex ia G Zone 0 (International) / Validity : None Ex ia G Zone 0 (Korea) / Validity : None Ex ia G Zone 0 (North America) / Validity : None Ex ia G Zone 0 (United Kingdom) / Validity : None Ex nA G Zone 2 (Europa) / Validity : None Ex nA G Zone 2 (International) / Validity : None Ex nA G Zone 2 (United Kingdom) / Validity : None Ex ia G Zone 0 (Europa) / Validity : None Ex ia G Zone 0 (International) / Validity : None Ex ia G Zone 0 (Korea) / Validity : None Ex ia G Zone 0 (North America) / Validity : None Ex ia G Zone 0 (United Kingdom) / Validity : None Ex nA G Zone 2 (Europa) / Validity : None Ex nA G Zone 2 (International) / Validity : None Ex nA G Zone 2 (United Kingdom) / Validity : None Ex ia G Zone 0 (Europa) / Validity : None Ex ia G Zone 0 (International) / Validity : None Ex ia G Zone 0 (Korea) / Validity : None Ex ia G Zone 0 (North America) / Validity : None Ex ia G Zone 0 (United Kingdom) / Validity : None Ex nA G Zone 2 (Europa) / Validity : None Ex nA G Zone 2 (International) / Validity : None Ex nA G Zone 2 (United Kingdom) / Validity : None Ex ia G Zone 0 (Europa) / Validity : None Ex ia G Zone 0 (International) / Validity : None Ex ia G Zone 0 (Korea) / Validity : None Ex ia G Zone 0 (North America) / Validity : None Ex ia G Zone 0 (United Kingdom) / Validity : None Ex nA G Zone 2 (Europa) / Validity : None Ex nA G Zone 2 (International) / Validity : None Ex nA G Zone 2 (United Kingdom) / Validity : None Ex ia G Zone 0 (Europa) / Validity : None Ex ia G Zone 0 (International) / Validity : None Ex ia G Zone 0 (Korea) / Validity : None Ex ia G Zone 0 (North America) / Validity : None Ex ia G Zone 0 (United Kingdom) / Validity : None Ex nA G Zone 2 (Europa) / Validity : None Ex nA G Zone 2 (International) / Validity : None Ex nA G Zone 2 (United Kingdom) / Validity : None Ex ia G Zone 0 (Europa) / Validity : None Ex ia G Zone 0 (International) / Validity : None Ex ia G Zone 0 (Korea) / Validity : None Ex ia G Zone 0 (North America) / Validity : None Ex ia G Zone 0 (United Kingdom) / Validity : None Ex nA G Zone 2 (Europa) / Validity : None Ex nA G Zone 2 (International) / Validity : None Ex nA G Zone 2 (United Kingdom) / Validity : None Ex ia G Zone 0 (Europa) / Validity : None Ex ia G Zone 0 (International) / Validity : None Ex ia G Zone 0 (Korea) / Validity : None Ex ia G Zone 0 (North America) / Validity : None Ex ia G Zone 0 (United Kingdom) / Validity : None Ex nA G Zone 2 (Europa) / Validity : None Ex nA G Zone 2 (International) / Validity : None Ex nA G Zone 2 (United Kingdom) / Validity : None Ex ia G Zone 0 (Europa) / Validity : None Ex ia G Zone 0 (International) / Validity : None Ex ia G Zone 0 (Korea) / Validity : None Ex ia G Zone 0 (North America) / Validity : None Ex ia G Zone 0 (United Kingdom) / Validity : None Ex nA G Zone 2 (Europa) / Validity : None Ex nA G Zone 2 (International) / Validity : None Ex nA G Zone 2 (United Kingdom) / Validity : None Ex ia G Zone 0 (Europa) / Validity : None Ex ia G Zone 0 (International) / Validity : None Ex ia G Zone 0 (Korea) / Validity : None Ex ia G Zone 0 (North America) / Validity : None Ex ia G Zone 0 (United Kingdom) / Validity : None Ex nA G Zone 2 (Europa) / Validity : None Ex nA G Zone 2 (International) / Validity : None Ex nA G Zone 2 (United Kingdom) / Validity : None Ex ia G Zone 0 (Europa) / Validity : None Ex ia G Zone 0 (International) / Validity : None Ex ia G Zone 0 (Korea) / Validity : None Ex ia G Zone 0 (North America) / Validity : None Ex ia G Zone 0 (United Kingdom) / Validity : None Ex nA G Zone 2 (Europa) / Validity : None Ex nA G Zone 2 (International) / Validity : None Ex nA G Zone 2 (United Kingdom) / Validity : None Ex ia G Zone 0 (Europa) / Validity : None Ex ia G Zone 0 (International) / Validity : None Ex ia G Zone 0 (Korea) / Validity : None Ex ia G Zone 0 (North America) / Validity : None Ex ia G Zone 0 (United Kingdom) / Validity : None Ex nA G Zone 2 (Europa) / Validity : None Ex nA G Zone 2 (International) / Validity : None Ex nA G Zone 2 (United Kingdom) / Validity : None Ex ia G Zone 0 (Europa) / Validity : None Ex ia G Zone 0 (International) / Validity : None Ex ia G Zone 0 (North America) / Validity : None Ex ia G Zone 0 (United Kingdom) / Validity : None Ex nA G Zone 2 (Europa) / Validity : None Ex nA G Zone 2 (International) / Validity : None Ex nA G Zone 2 (United Kingdom) / Validity : None Ex ia G Zone 0 (Europa) / Validity : None Ex ia G Zone 0 (International) / Validity : None Ex ia G Zone 0 (North America) / Validity : None Ex ia G Zone 0 (United Kingdom) / Validity : None Ex nA G Zone 2 (Europa) / Validity : None Ex nA G Zone 2 (International) / Validity : None Ex nA G Zone 2 (United Kingdom) / Validity : None Ex ia G Zone 0 (Europa) / Validity : None Ex ia G Zone 0 (International) / Validity : None Ex ia G Zone 0 (North America) / Validity : None Ex ia G Zone 0 (United Kingdom) / Validity : None Ex nA G Zone 2 (Europa) / Validity : None Ex nA G Zone 2 (International) / Validity : None Ex nA G Zone 2 (United Kingdom) / Validity : None Ex ia G Zone 0 (Europa) / Validity : None Ex ia G Zone 0 (International) / Validity : None Ex ia G Zone 0 (Korea) / Validity : None Ex ia G Zone 0 (North America) / Validity : None Ex ia G Zone 0 (United Kingdom) / Validity : None Ex nA G Zone 2 (Europa) / Validity : None Ex nA G Zone 2 (International) / Validity : None Ex nA G Zone 2 (United Kingdom) / Validity : None Ex ia G Zone 0 (Europa) / Validity : None Ex ia G Zone 0 (International) / Validity : None Ex ia G Zone 0 (North America) / Validity : None Ex ia G Zone 0 (Russia, Belarus, Kyrgyzstan, Armenia, Kazakhstan) / Validity : 18.02.2026 Ex nA G Zone 2 (Europa) / Validity : None Ex nA G Zone 2 (International) / Validity : None Ex nA G Zone 2 (North America) / Validity : None Ex nA G Zone 2 (Russia, Belarus, Kyrgyzstan, Armenia, Kazakhstan) / Validity : 18.02.2026 | No | No | .
143-505-000-14x | 143-505-000-142 | DocManager | CP505-142 Piezoelectric Dynamic Pressure Sensor | CP505-142 | VM 7/16" high temp connector, 5 m integral MI cable | . | 90pC/bar | -70 | 560 | 2 | 10000 | 7/16"-27UNS-2A | CPxxx, IPC707, GSI127, EC069, EC112, EC119, EC222, MA Seal, CG505, ABAxxx, JB105, JB116 | . |  |  |  | . | Switzerland | 90319000999 |  |  | . | Dynamic Pressure Sensors | Dynamic pressure sensors (CP) | . | Ex ia G Zone 0 (Europa) / Validity : None Ex ia G Zone 0 (International) / Validity : None Ex ia G Zone 0 (Korea) / Validity : None Ex ia G Zone 0 (North America) / Validity : None Ex ia G Zone 0 (United Kingdom) / Validity : None Ex nA G Zone 2 (Europa) / Validity : None Ex nA G Zone 2 (International) / Validity : None Ex nA G Zone 2 (United Kingdom) / Validity : None Ex ia G Zone 0 (Europa) / Validity : None Ex ia G Zone 0 (International) / Validity : None Ex ia G Zone 0 (Korea) / Validity : None Ex ia G Zone 0 (North America) / Validity : None Ex ia G Zone 0 (United Kingdom) / Validity : None Ex nA G Zone 2 (Europa) / Validity : None Ex nA G Zone 2 (International) / Validity : None Ex nA G Zone 2 (United Kingdom) / Validity : None Ex ia G Zone 0 (Europa) / Validity : None Ex ia G Zone 0 (International) / Validity : None Ex ia G Zone 0 (Korea) / Validity : None Ex ia G Zone 0 (North America) / Validity : None Ex ia G Zone 0 (United Kingdom) / Validity : None Ex nA G Zone 2 (Europa) / Validity : None Ex nA G Zone 2 (International) / Validity : None Ex nA G Zone 2 (United Kingdom) / Validity : None Ex ia G Zone 0 (Europa) / Validity : None Ex ia G Zone 0 (International) / Validity : None Ex ia G Zone 0 (Korea) / Validity : None Ex ia G Zone 0 (North America) / Validity : None Ex ia G Zone 0 (United Kingdom) / Validity : None Ex nA G Zone 2 (Europa) / Validity : None Ex nA G Zone 2 (International) / Validity : None Ex nA G Zone 2 (United Kingdom) / Validity : None Ex ia G Zone 0 (Europa) / Validity : None Ex ia G Zone 0 (International) / Validity : None Ex ia G Zone 0 (Korea) / Validity : None Ex ia G Zone 0 (North America) / Validity : None Ex ia G Zone 0 (United Kingdom) / Validity : None Ex nA G Zone 2 (Europa) / Validity : None Ex nA G Zone 2 (International) / Validity : None Ex nA G Zone 2 (United Kingdom) / Validity : None Ex ia G Zone 0 (Europa) / Validity : None Ex ia G Zone 0 (International) / Validity : None Ex ia G Zone 0 (Korea) / Validity : None Ex ia G Zone 0 (North America) / Validity : None Ex ia G Zone 0 (United Kingdom) / Validity : None Ex nA G Zone 2 (Europa) / Validity : None Ex nA G Zone 2 (International) / Validity : None Ex nA G Zone 2 (United Kingdom) / Validity : None Ex ia G Zone 0 (Europa) / Validity : None Ex ia G Zone 0 (International) / Validity : None Ex ia G Zone 0 (Korea) / Validity : None Ex ia G Zone 0 (North America) / Validity : None Ex ia G Zone 0 (United Kingdom) / Validity : None Ex nA G Zone 2 (Europa) / Validity : None Ex nA G Zone 2 (International) / Validity : None Ex nA G Zone 2 (United Kingdom) / Validity : None Ex ia G Zone 0 (Europa) / Validity : None Ex ia G Zone 0 (International) / Validity : None Ex ia G Zone 0 (Korea) / Validity : None Ex ia G Zone 0 (North America) / Validity : None Ex ia G Zone 0 (United Kingdom) / Validity : None Ex nA G Zone 2 (Europa) / Validity : None Ex nA G Zone 2 (International) / Validity : None Ex nA G Zone 2 (United Kingdom) / Validity : None Ex ia G Zone 0 (Europa) / Validity : None Ex ia G Zone 0 (International) / Validity : None Ex ia G Zone 0 (Korea) / Validity : None Ex ia G Zone 0 (North America) / Validity : None Ex ia G Zone 0 (United Kingdom) / Validity : None Ex nA G Zone 2 (Europa) / Validity : None Ex nA G Zone 2 (International) / Validity : None Ex nA G Zone 2 (United Kingdom) / Validity : None Ex ia G Zone 0 (Europa) / Validity : None Ex ia G Zone 0 (International) / Validity : None Ex ia G Zone 0 (Korea) / Validity : None Ex ia G Zone 0 (North America) / Validity : None Ex ia G Zone 0 (United Kingdom) / Validity : None Ex nA G Zone 2 (Europa) / Validity : None Ex nA G Zone 2 (International) / Validity : None Ex nA G Zone 2 (United Kingdom) / Validity : None Ex ia G Zone 0 (Europa) / Validity : None Ex ia G Zone 0 (International) / Validity : None Ex ia G Zone 0 (Korea) / Validity : None Ex ia G Zone 0 (North America) / Validity : None Ex ia G Zone 0 (United Kingdom) / Validity : None Ex nA G Zone 2 (Europa) / Validity : None Ex nA G Zone 2 (International) / Validity : None Ex nA G Zone 2 (United Kingdom) / Validity : None Ex ia G Zone 0 (Europa) / Validity : None Ex ia G Zone 0 (International) / Validity : None Ex ia G Zone 0 (Korea) / Validity : None Ex ia G Zone 0 (North America) / Validity : None Ex ia G Zone 0 (United Kingdom) / Validity : None Ex nA G Zone 2 (Europa) / Validity : None Ex nA G Zone 2 (International) / Validity : None Ex nA G Zone 2 (United Kingdom) / Validity : None Ex ia G Zone 0 (Europa) / Validity : None Ex ia G Zone 0 (International) / Validity : None Ex ia G Zone 0 (Korea) / Validity : None Ex ia G Zone 0 (North America) / Validity : None Ex ia G Zone 0 (United Kingdom) / Validity : None Ex nA G Zone 2 (Europa) / Validity : None Ex nA G Zone 2 (International) / Validity : None Ex nA G Zone 2 (United Kingdom) / Validity : None Ex ia G Zone 0 (Europa) / Validity : None Ex ia G Zone 0 (International) / Validity : None Ex ia G Zone 0 (Korea) / Validity : None Ex ia G Zone 0 (North America) / Validity : None Ex ia G Zone 0 (United Kingdom) / Validity : None Ex nA G Zone 2 (Europa) / Validity : None Ex nA G Zone 2 (International) / Validity : None Ex nA G Zone 2 (United Kingdom) / Validity : None Ex ia G Zone 0 (Europa) / Validity : None Ex ia G Zone 0 (International) / Validity : None Ex ia G Zone 0 (Korea) / Validity : None Ex ia G Zone 0 (North America) / Validity : None Ex ia G Zone 0 (United Kingdom) / Validity : None Ex nA G Zone 2 (Europa) / Validity : None Ex nA G Zone 2 (International) / Validity : None Ex nA G Zone 2 (United Kingdom) / Validity : None Ex ia G Zone 0 (Europa) / Validity : None Ex ia G Zone 0 (International) / Validity : None Ex ia G Zone 0 (Korea) / Validity : None Ex ia G Zone 0 (North America) / Validity : None Ex ia G Zone 0 (United Kingdom) / Validity : None Ex nA G Zone 2 (Europa) / Validity : None Ex nA G Zone 2 (International) / Validity : None Ex nA G Zone 2 (United Kingdom) / Validity : None Ex ia G Zone 0 (Europa) / Validity : None Ex ia G Zone 0 (International) / Validity : None Ex ia G Zone 0 (Korea) / Validity : None Ex ia G Zone 0 (North America) / Validity : None Ex ia G Zone 0 (United Kingdom) / Validity : None Ex nA G Zone 2 (Europa) / Validity : None Ex nA G Zone 2 (International) / Validity : None Ex nA G Zone 2 (United Kingdom) / Validity : None Ex ia G Zone 0 (Europa) / Validity : None Ex ia G Zone 0 (International) / Validity : None Ex ia G Zone 0 (Korea) / Validity : None Ex ia G Zone 0 (North America) / Validity : None Ex ia G Zone 0 (United Kingdom) / Validity : None Ex nA G Zone 2 (Europa) / Validity : None Ex nA G Zone 2 (International) / Validity : None Ex nA G Zone 2 (United Kingdom) / Validity : None Ex ia G Zone 0 (Europa) / Validity : None Ex ia G Zone 0 (International) / Validity : None Ex ia G Zone 0 (Korea) / Validity : None Ex ia G Zone 0 (North America) / Validity : None Ex ia G Zone 0 (United Kingdom) / Validity : None Ex nA G Zone 2 (Europa) / Validity : None Ex nA G Zone 2 (International) / Validity : None Ex nA G Zone 2 (United Kingdom) / Validity : None Ex ia G Zone 0 (Europa) / Validity : None Ex ia G Zone 0 (International) / Validity : None Ex ia G Zone 0 (Korea) / Validity : None Ex ia G Zone 0 (North America) / Validity : None Ex ia G Zone 0 (United Kingdom) / Validity : None Ex nA G Zone 2 (Europa) / Validity : None Ex nA G Zone 2 (International) / Validity : None Ex nA G Zone 2 (United Kingdom) / Validity : None Ex ia G Zone 0 (Europa) / Validity : None Ex ia G Zone 0 (International) / Validity : None Ex ia G Zone 0 (Korea) / Validity : None Ex ia G Zone 0 (North America) / Validity : None Ex ia G Zone 0 (United Kingdom) / Validity : None Ex nA G Zone 2 (Europa) / Validity : None Ex nA G Zone 2 (International) / Validity : None Ex nA G Zone 2 (United Kingdom) / Validity : None Ex ia G Zone 0 (Europa) / Validity : None Ex ia G Zone 0 (International) / Validity : None Ex ia G Zone 0 (Korea) / Validity : None Ex ia G Zone 0 (North America) / Validity : None Ex ia G Zone 0 (United Kingdom) / Validity : None Ex nA G Zone 2 (Europa) / Validity : None Ex nA G Zone 2 (International) / Validity : None Ex nA G Zone 2 (United Kingdom) / Validity : None Ex ia G Zone 0 (Europa) / Validity : None Ex ia G Zone 0 (International) / Validity : None Ex ia G Zone 0 (Korea) / Validity : None Ex ia G Zone 0 (North America) / Validity : None Ex ia G Zone 0 (United Kingdom) / Validity : None Ex nA G Zone 2 (Europa) / Validity : None Ex nA G Zone 2 (International) / Validity : None Ex nA G Zone 2 (United Kingdom) / Validity : None Ex ia G Zone 0 (Europa) / Validity : None Ex ia G Zone 0 (International) / Validity : None Ex ia G Zone 0 (Korea) / Validity : None Ex ia G Zone 0 (North America) / Validity : None Ex ia G Zone 0 (United Kingdom) / Validity : None Ex nA G Zone 2 (Europa) / Validity : None Ex nA G Zone 2 (International) / Validity : None Ex nA G Zone 2 (United Kingdom) / Validity : None Ex ia G Zone 0 (Europa) / Validity : None Ex ia G Zone 0 (International) / Validity : None Ex ia G Zone 0 (Korea) / Validity : None Ex ia G Zone 0 (North America) / Validity : None Ex ia G Zone 0 (United Kingdom) / Validity : None Ex nA G Zone 2 (Europa) / Validity : None Ex nA G Zone 2 (International) / Validity : None Ex nA G Zone 2 (United Kingdom) / Validity : None Ex ia G Zone 0 (Europa) / Validity : None Ex ia G Zone 0 (International) / Validity : None Ex ia G Zone 0 (North America) / Validity : None Ex ia G Zone 0 (United Kingdom) / Validity : None Ex nA G Zone 2 (Europa) / Validity : None Ex nA G Zone 2 (International) / Validity : None Ex nA G Zone 2 (United Kingdom) / Validity : None Ex ia G Zone 0 (Europa) / Validity : None Ex ia G Zone 0 (International) / Validity : None Ex ia G Zone 0 (North America) / Validity : None Ex ia G Zone 0 (United Kingdom) / Validity : None Ex nA G Zone 2 (Europa) / Validity : None Ex nA G Zone 2 (International) / Validity : None Ex nA G Zone 2 (United Kingdom) / Validity : None Ex ia G Zone 0 (Europa) / Validity : None Ex ia G Zone 0 (International) / Validity : None Ex ia G Zone 0 (North America) / Validity : None Ex ia G Zone 0 (United Kingdom) / Validity : None Ex nA G Zone 2 (Europa) / Validity : None Ex nA G Zone 2 (International) / Validity : None Ex nA G Zone 2 (United Kingdom) / Validity : None Ex ia G Zone 0 (Europa) / Validity : None Ex ia G Zone 0 (International) / Validity : None Ex ia G Zone 0 (North America) / Validity : None Ex ia G Zone 0 (United Kingdom) / Validity : None Ex nA G Zone 2 (Europa) / Validity : None Ex nA G Zone 2 (International) / Validity : None Ex nA G Zone 2 (United Kingdom) / Validity : None Ex ia G Zone 0 (Europa) / Validity : None Ex ia G Zone 0 (International) / Validity : None Ex ia G Zone 0 (Korea) / Validity : None Ex ia G Zone 0 (North America) / Validity : None Ex ia G Zone 0 (United Kingdom) / Validity : None Ex nA G Zone 2 (Europa) / Validity : None Ex nA G Zone 2 (International) / Validity : None Ex nA G Zone 2 (United Kingdom) / Validity : None Ex ia G Zone 0 (Europa) / Validity : None Ex ia G Zone 0 (International) / Validity : None Ex ia G Zone 0 (Korea) / Validity : None Ex ia G Zone 0 (North America) / Validity : None Ex ia G Zone 0 (United Kingdom) / Validity : None Ex nA G Zone 2 (Europa) / Validity : None Ex nA G Zone 2 (International) / Validity : None Ex nA G Zone 2 (United Kingdom) / Validity : None Ex ia G Zone 0 (Europa) / Validity : None Ex ia G Zone 0 (International) / Validity : None Ex ia G Zone 0 (Korea) / Validity : None Ex ia G Zone 0 (North America) / Validity : None Ex ia G Zone 0 (United Kingdom) / Validity : None Ex nA G Zone 2 (Europa) / Validity : None Ex nA G Zone 2 (International) / Validity : None Ex nA G Zone 2 (United Kingdom) / Validity : None Ex ia G Zone 0 (Europa) / Validity : None Ex ia G Zone 0 (International) / Validity : None Ex ia G Zone 0 (Korea) / Validity : None Ex ia G Zone 0 (North America) / Validity : None Ex ia G Zone 0 (United Kingdom) / Validity : None Ex nA G Zone 2 (Europa) / Validity : None Ex nA G Zone 2 (International) / Validity : None Ex nA G Zone 2 (United Kingdom) / Validity : None Ex ia G Zone 0 (Europa) / Validity : None Ex ia G Zone 0 (International) / Validity : None Ex ia G Zone 0 (Korea) / Validity : None Ex ia G Zone 0 (North America) / Validity : None Ex ia G Zone 0 (United Kingdom) / Validity : None Ex nA G Zone 2 (Europa) / Validity : None Ex nA G Zone 2 (International) / Validity : None Ex nA G Zone 2 (United Kingdom) / Validity : None Ex ia G Zone 0 (Europa) / Validity : None Ex ia G Zone 0 (International) / Validity : None Ex ia G Zone 0 (Korea) / Validity : None Ex ia G Zone 0 (North America) / Validity : None Ex ia G Zone 0 (United Kingdom) / Validity : None Ex ib G Zone 1 (Japan) / Validity : 22.08.2025 Ex nA G Zone 2 (Europa) / Validity : None Ex nA G Zone 2 (International) / Validity : None Ex nA G Zone 2 (United Kingdom) / Validity : None Ex ia G Zone 0 (Europa) / Validity : None Ex ia G Zone 0 (International) / Validity : None Ex ia G Zone 0 (Korea) / Validity : None Ex ia G Zone 0 (North America) / Validity : None Ex ia G Zone 0 (United Kingdom) / Validity : None Ex nA G Zone 2 (Europa) / Validity : None Ex nA G Zone 2 (International) / Validity : None Ex nA G Zone 2 (United Kingdom) / Validity : None Ex ia G Zone 0 (Europa) / Validity : None Ex ia G Zone 0 (International) / Validity : None Ex ia G Zone 0 (Korea) / Validity : None Ex ia G Zone 0 (North America) / Validity : None Ex ia G Zone 0 (United Kingdom) / Validity : None Ex nA G Zone 2 (Europa) / Validity : None Ex nA G Zone 2 (International) / Validity : None Ex nA G Zone 2 (United Kingdom) / Validity : None Ex ia G Zone 0 (Europa) / Validity : None Ex ia G Zone 0 (International) / Validity : None Ex ia G Zone 0 (Korea) / Validity : None Ex ia G Zone 0 (North America) / Validity : None Ex ia G Zone 0 (United Kingdom) / Validity : None Ex ib G Zone 1 (Japan) / Validity : 24.05.2024 Ex nA G Zone 2 (Europa) / Validity : None Ex nA G Zone 2 (International) / Validity : None Ex nA G Zone 2 (United Kingdom) / Validity : None Ex ia G Zone 0 (Europa) / Validity : None Ex ia G Zone 0 (International) / Validity : None Ex ia G Zone 0 (Korea) / Validity : None Ex ia G Zone 0 (North America) / Validity : None Ex ia G Zone 0 (United Kingdom) / Validity : None Ex nA G Zone 2 (Europa) / Validity : None Ex nA G Zone 2 (International) / Validity : None Ex nA G Zone 2 (United Kingdom) / Validity : None Ex ia G Zone 0 (Europa) / Validity : None Ex ia G Zone 0 (International) / Validity : None Ex ia G Zone 0 (Korea) / Validity : None Ex ia G Zone 0 (North America) / Validity : None Ex ia G Zone 0 (United Kingdom) / Validity : None Ex nA G Zone 2 (Europa) / Validity : None Ex nA G Zone 2 (International) / Validity : None Ex nA G Zone 2 (United Kingdom) / Validity : None Ex ia G Zone 0 (Europa) / Validity : None Ex ia G Zone 0 (International) / Validity : None Ex ia G Zone 0 (Korea) / Validity : None Ex ia G Zone 0 (North America) / Validity : None Ex ia G Zone 0 (United Kingdom) / Validity : None Ex nA G Zone 2 (Europa) / Validity : None Ex nA G Zone 2 (International) / Validity : None Ex nA G Zone 2 (United Kingdom) / Validity : None Ex ia G Zone 0 (Europa) / Validity : None Ex ia G Zone 0 (International) / Validity : None Ex ia G Zone 0 (Korea) / Validity : None Ex ia G Zone 0 (North America) / Validity : None Ex ia G Zone 0 (United Kingdom) / Validity : None Ex nA G Zone 2 (Europa) / Validity : None Ex nA G Zone 2 (International) / Validity : None Ex nA G Zone 2 (United Kingdom) / Validity : None Ex ia G Zone 0 (Europa) / Validity : None Ex ia G Zone 0 (International) / Validity : None Ex ia G Zone 0 (Korea) / Validity : None Ex ia G Zone 0 (North America) / Validity : None Ex ia G Zone 0 (United Kingdom) / Validity : None Ex nA G Zone 2 (Europa) / Validity : None Ex nA G Zone 2 (International) / Validity : None Ex nA G Zone 2 (United Kingdom) / Validity : None Ex ia G Zone 0 (Europa) / Validity : None Ex ia G Zone 0 (International) / Validity : None Ex ia G Zone 0 (Korea) / Validity : None Ex ia G Zone 0 (North America) / Validity : None Ex ia G Zone 0 (United Kingdom) / Validity : None Ex nA G Zone 2 (Europa) / Validity : None Ex nA G Zone 2 (International) / Validity : None Ex nA G Zone 2 (United Kingdom) / Validity : None Ex ia G Zone 0 (Europa) / Validity : None Ex ia G Zone 0 (International) / Validity : None Ex ia G Zone 0 (Korea) / Validity : None Ex ia G Zone 0 (North America) / Validity : None Ex ia G Zone 0 (United Kingdom) / Validity : None Ex nA G Zone 2 (Europa) / Validity : None Ex nA G Zone 2 (International) / Validity : None Ex nA G Zone 2 (United Kingdom) / Validity : None Ex ia G Zone 0 (Europa) / Validity : None Ex ia G Zone 0 (International) / Validity : None Ex ia G Zone 0 (Korea) / Validity : None Ex ia G Zone 0 (North America) / Validity : None Ex ia G Zone 0 (United Kingdom) / Validity : None Ex nA G Zone 2 (Europa) / Validity : None Ex nA G Zone 2 (International) / Validity : None Ex nA G Zone 2 (United Kingdom) / Validity : None Ex ia G Zone 0 (Europa) / Validity : None Ex ia G Zone 0 (International) / Validity : None Ex ia G Zone 0 (Korea) / Validity : None Ex ia G Zone 0 (North America) / Validity : None Ex ia G Zone 0 (United Kingdom) / Validity : None Ex nA G Zone 2 (Europa) / Validity : None Ex nA G Zone 2 (International) / Validity : None Ex nA G Zone 2 (United Kingdom) / Validity : None Ex ia G Zone 0 (Europa) / Validity : None Ex ia G Zone 0 (International) / Validity : None Ex ia G Zone 0 (Korea) / Validity : None Ex ia G Zone 0 (North America) / Validity : None Ex ia G Zone 0 (United Kingdom) / Validity : None Ex nA G Zone 2 (Europa) / Validity : None Ex nA G Zone 2 (International) / Validity : None Ex nA G Zone 2 (United Kingdom) / Validity : None Ex ia G Zone 0 (Europa) / Validity : None Ex ia G Zone 0 (International) / Validity : None Ex ia G Zone 0 (Korea) / Validity : None Ex ia G Zone 0 (North America) / Validity : None Ex ia G Zone 0 (United Kingdom) / Validity : None Ex nA G Zone 2 (Europa) / Validity : None Ex nA G Zone 2 (International) / Validity : None Ex nA G Zone 2 (United Kingdom) / Validity : None Ex ia G Zone 0 (Europa) / Validity : None Ex ia G Zone 0 (International) / Validity : None Ex ia G Zone 0 (Korea) / Validity : None Ex ia G Zone 0 (North America) / Validity : None Ex ia G Zone 0 (United Kingdom) / Validity : None Ex nA G Zone 2 (Europa) / Validity : None Ex nA G Zone 2 (International) / Validity : None Ex nA G Zone 2 (United Kingdom) / Validity : None Ex ia G Zone 0 (Europa) / Validity : None Ex ia G Zone 0 (International) / Validity : None Ex ia G Zone 0 (Korea) / Validity : None Ex ia G Zone 0 (North America) / Validity : None Ex ia G Zone 0 (United Kingdom) / Validity : None Ex nA G Zone 2 (Europa) / Validity : None Ex nA G Zone 2 (International) / Validity : None Ex nA G Zone 2 (United Kingdom) / Validity : None Ex ia G Zone 0 (Europa) / Validity : None Ex ia G Zone 0 (International) / Validity : None Ex ia G Zone 0 (Korea) / Validity : None Ex ia G Zone 0 (North America) / Validity : None Ex ia G Zone 0 (United Kingdom) / Validity : None Ex nA G Zone 2 (Europa) / Validity : None Ex nA G Zone 2 (International) / Validity : None Ex nA G Zone 2 (United Kingdom) / Validity : None Ex ia G Zone 0 (Europa) / Validity : None Ex ia G Zone 0 (International) / Validity : None Ex ia G Zone 0 (Korea) / Validity : None Ex ia G Zone 0 (North America) / Validity : None Ex ia G Zone 0 (United Kingdom) / Validity : None Ex nA G Zone 2 (Europa) / Validity : None Ex nA G Zone 2 (International) / Validity : None Ex nA G Zone 2 (United Kingdom) / Validity : None Ex ia G Zone 0 (Europa) / Validity : None Ex ia G Zone 0 (International) / Validity : None Ex ia G Zone 0 (Korea) / Validity : None Ex ia G Zone 0 (North America) / Validity : None Ex ia G Zone 0 (United Kingdom) / Validity : None Ex nA G Zone 2 (Europa) / Validity : None Ex nA G Zone 2 (International) / Validity : None Ex nA G Zone 2 (United Kingdom) / Validity : None Ex ia G Zone 0 (Europa) / Validity : None Ex ia G Zone 0 (International) / Validity : None Ex ia G Zone 0 (Korea) / Validity : None Ex ia G Zone 0 (North America) / Validity : None Ex ia G Zone 0 (United Kingdom) / Validity : None Ex nA G Zone 2 (Europa) / Validity : None Ex nA G Zone 2 (International) / Validity : None Ex nA G Zone 2 (United Kingdom) / Validity : None Ex ia G Zone 0 (Europa) / Validity : None Ex ia G Zone 0 (International) / Validity : None Ex ia G Zone 0 (Korea) / Validity : None Ex ia G Zone 0 (North America) / Validity : None Ex ia G Zone 0 (United Kingdom) / Validity : None Ex nA G Zone 2 (Europa) / Validity : None Ex nA G Zone 2 (International) / Validity : None Ex nA G Zone 2 (United Kingdom) / Validity : None Ex ia G Zone 0 (Europa) / Validity : None Ex ia G Zone 0 (International) / Validity : None Ex ia G Zone 0 (North America) / Validity : None Ex ia G Zone 0 (United Kingdom) / Validity : None Ex nA G Zone 2 (Europa) / Validity : None Ex nA G Zone 2 (International) / Validity : None Ex nA G Zone 2 (United Kingdom) / Validity : None Ex ia G Zone 0 (Europa) / Validity : None Ex ia G Zone 0 (International) / Validity : None Ex ia G Zone 0 (North America) / Validity : None Ex ia G Zone 0 (United Kingdom) / Validity : None Ex nA G Zone 2 (Europa) / Validity : None Ex nA G Zone 2 (International) / Validity : None Ex nA G Zone 2 (United Kingdom) / Validity : None Ex ia G Zone 0 (Europa) / Validity : None Ex ia G Zone 0 (International) / Validity : None Ex ia G Zone 0 (North America) / Validity : None Ex ia G Zone 0 (United Kingdom) / Validity : None Ex nA G Zone 2 (Europa) / Validity : None Ex nA G Zone 2 (International) / Validity : None Ex nA G Zone 2 (United Kingdom) / Validity : None Ex ia G Zone 0 (Europa) / Validity : None Ex ia G Zone 0 (International) / Validity : None Ex ia G Zone 0 (Korea) / Validity : None Ex ia G Zone 0 (North America) / Validity : None Ex ia G Zone 0 (United Kingdom) / Validity : None Ex nA G Zone 2 (Europa) / Validity : None Ex nA G Zone 2 (International) / Validity : None Ex nA G Zone 2 (United Kingdom) / Validity : None Ex ia G Zone 0 (Europa) / Validity : None Ex ia G Zone 0 (International) / Validity : None Ex ia G Zone 0 (North America) / Validity : None Ex ia G Zone 0 (Russia, Belarus, Kyrgyzstan, Armenia, Kazakhstan) / Validity : 18.02.2026 Ex nA G Zone 2 (Europa) / Validity : None Ex nA G Zone 2 (International) / Validity : None Ex nA G Zone 2 (North America) / Validity : None Ex nA G Zone 2 (Russia, Belarus, Kyrgyzstan, Armenia, Kazakhstan) / Validity : 18.02.2026 | No | No | .
143-505-000-15x | 143-505-000-152 | DocManager | CP505-152 Piezoelectric Dynamic Pressure Sensor | CP505-152 | VM 7/16" high temp connector, 10 m integral MI cable | . | 90pC/bar | -70 | 560 | 2 | 10000 | 7/16"-27UNS-2A | CPxxx, IPC707, GSI127, EC069, EC112, EC119, EC222, MA Seal, CG505, ABAxxx, JB105, JB116 | . |  |  |  | . | Switzerland | 90319000999 |  |  | . | Dynamic Pressure Sensors | Dynamic pressure sensors (CP) | . | Ex ia G Zone 0 (Europa) / Validity : None Ex ia G Zone 0 (International) / Validity : None Ex ia G Zone 0 (Korea) / Validity : None Ex ia G Zone 0 (North America) / Validity : None Ex ia G Zone 0 (United Kingdom) / Validity : None Ex nA G Zone 2 (Europa) / Validity : None Ex nA G Zone 2 (International) / Validity : None Ex nA G Zone 2 (United Kingdom) / Validity : None Ex ia G Zone 0 (Europa) / Validity : None Ex ia G Zone 0 (International) / Validity : None Ex ia G Zone 0 (Korea) / Validity : None Ex ia G Zone 0 (North America) / Validity : None Ex ia G Zone 0 (United Kingdom) / Validity : None Ex nA G Zone 2 (Europa) / Validity : None Ex nA G Zone 2 (International) / Validity : None Ex nA G Zone 2 (United Kingdom) / Validity : None Ex ia G Zone 0 (Europa) / Validity : None Ex ia G Zone 0 (International) / Validity : None Ex ia G Zone 0 (Korea) / Validity : None Ex ia G Zone 0 (North America) / Validity : None Ex ia G Zone 0 (United Kingdom) / Validity : None Ex nA G Zone 2 (Europa) / Validity : None Ex nA G Zone 2 (International) / Validity : None Ex nA G Zone 2 (United Kingdom) / Validity : None Ex ia G Zone 0 (Europa) / Validity : None Ex ia G Zone 0 (International) / Validity : None Ex ia G Zone 0 (Korea) / Validity : None Ex ia G Zone 0 (North America) / Validity : None Ex ia G Zone 0 (United Kingdom) / Validity : None Ex nA G Zone 2 (Europa) / Validity : None Ex nA G Zone 2 (International) / Validity : None Ex nA G Zone 2 (United Kingdom) / Validity : None Ex ia G Zone 0 (Europa) / Validity : None Ex ia G Zone 0 (International) / Validity : None Ex ia G Zone 0 (Korea) / Validity : None Ex ia G Zone 0 (North America) / Validity : None Ex ia G Zone 0 (United Kingdom) / Validity : None Ex nA G Zone 2 (Europa) / Validity : None Ex nA G Zone 2 (International) / Validity : None Ex nA G Zone 2 (United Kingdom) / Validity : None Ex ia G Zone 0 (Europa) / Validity : None Ex ia G Zone 0 (International) / Validity : None Ex ia G Zone 0 (Korea) / Validity : None Ex ia G Zone 0 (North America) / Validity : None Ex ia G Zone 0 (United Kingdom) / Validity : None Ex nA G Zone 2 (Europa) / Validity : None Ex nA G Zone 2 (International) / Validity : None Ex nA G Zone 2 (United Kingdom) / Validity : None Ex ia G Zone 0 (Europa) / Validity : None Ex ia G Zone 0 (International) / Validity : None Ex ia G Zone 0 (Korea) / Validity : None Ex ia G Zone 0 (North America) / Validity : None Ex ia G Zone 0 (United Kingdom) / Validity : None Ex nA G Zone 2 (Europa) / Validity : None Ex nA G Zone 2 (International) / Validity : None Ex nA G Zone 2 (United Kingdom) / Validity : None Ex ia G Zone 0 (Europa) / Validity : None Ex ia G Zone 0 (International) / Validity : None Ex ia G Zone 0 (Korea) / Validity : None Ex ia G Zone 0 (North America) / Validity : None Ex ia G Zone 0 (United Kingdom) / Validity : None Ex nA G Zone 2 (Europa) / Validity : None Ex nA G Zone 2 (International) / Validity : None Ex nA G Zone 2 (United Kingdom) / Validity : None Ex ia G Zone 0 (Europa) / Validity : None Ex ia G Zone 0 (International) / Validity : None Ex ia G Zone 0 (Korea) / Validity : None Ex ia G Zone 0 (North America) / Validity : None Ex ia G Zone 0 (United Kingdom) / Validity : None Ex nA G Zone 2 (Europa) / Validity : None Ex nA G Zone 2 (International) / Validity : None Ex nA G Zone 2 (United Kingdom) / Validity : None Ex ia G Zone 0 (Europa) / Validity : None Ex ia G Zone 0 (International) / Validity : None Ex ia G Zone 0 (Korea) / Validity : None Ex ia G Zone 0 (North America) / Validity : None Ex ia G Zone 0 (United Kingdom) / Validity : None Ex nA G Zone 2 (Europa) / Validity : None Ex nA G Zone 2 (International) / Validity : None Ex nA G Zone 2 (United Kingdom) / Validity : None Ex ia G Zone 0 (Europa) / Validity : None Ex ia G Zone 0 (International) / Validity : None Ex ia G Zone 0 (Korea) / Validity : None Ex ia G Zone 0 (North America) / Validity : None Ex ia G Zone 0 (United Kingdom) / Validity : None Ex nA G Zone 2 (Europa) / Validity : None Ex nA G Zone 2 (International) / Validity : None Ex nA G Zone 2 (United Kingdom) / Validity : None Ex ia G Zone 0 (Europa) / Validity : None Ex ia G Zone 0 (International) / Validity : None Ex ia G Zone 0 (Korea) / Validity : None Ex ia G Zone 0 (North America) / Validity : None Ex ia G Zone 0 (United Kingdom) / Validity : None Ex nA G Zone 2 (Europa) / Validity : None Ex nA G Zone 2 (International) / Validity : None Ex nA G Zone 2 (United Kingdom) / Validity : None Ex ia G Zone 0 (Europa) / Validity : None Ex ia G Zone 0 (International) / Validity : None Ex ia G Zone 0 (Korea) / Validity : None Ex ia G Zone 0 (North America) / Validity : None Ex ia G Zone 0 (United Kingdom) / Validity : None Ex nA G Zone 2 (Europa) / Validity : None Ex nA G Zone 2 (International) / Validity : None Ex nA G Zone 2 (United Kingdom) / Validity : None Ex ia G Zone 0 (Europa) / Validity : None Ex ia G Zone 0 (International) / Validity : None Ex ia G Zone 0 (Korea) / Validity : None Ex ia G Zone 0 (North America) / Validity : None Ex ia G Zone 0 (United Kingdom) / Validity : None Ex nA G Zone 2 (Europa) / Validity : None Ex nA G Zone 2 (International) / Validity : None Ex nA G Zone 2 (United Kingdom) / Validity : None Ex ia G Zone 0 (Europa) / Validity : None Ex ia G Zone 0 (International) / Validity : None Ex ia G Zone 0 (Korea) / Validity : None Ex ia G Zone 0 (North America) / Validity : None Ex ia G Zone 0 (United Kingdom) / Validity : None Ex nA G Zone 2 (Europa) / Validity : None Ex nA G Zone 2 (International) / Validity : None Ex nA G Zone 2 (United Kingdom) / Validity : None Ex ia G Zone 0 (Europa) / Validity : None Ex ia G Zone 0 (International) / Validity : None Ex ia G Zone 0 (Korea) / Validity : None Ex ia G Zone 0 (North America) / Validity : None Ex ia G Zone 0 (United Kingdom) / Validity : None Ex nA G Zone 2 (Europa) / Validity : None Ex nA G Zone 2 (International) / Validity : None Ex nA G Zone 2 (United Kingdom) / Validity : None Ex ia G Zone 0 (Europa) / Validity : None Ex ia G Zone 0 (International) / Validity : None Ex ia G Zone 0 (Korea) / Validity : None Ex ia G Zone 0 (North America) / Validity : None Ex ia G Zone 0 (United Kingdom) / Validity : None Ex nA G Zone 2 (Europa) / Validity : None Ex nA G Zone 2 (International) / Validity : None Ex nA G Zone 2 (United Kingdom) / Validity : None Ex ia G Zone 0 (Europa) / Validity : None Ex ia G Zone 0 (International) / Validity : None Ex ia G Zone 0 (Korea) / Validity : None Ex ia G Zone 0 (North America) / Validity : None Ex ia G Zone 0 (United Kingdom) / Validity : None Ex nA G Zone 2 (Europa) / Validity : None Ex nA G Zone 2 (International) / Validity : None Ex nA G Zone 2 (United Kingdom) / Validity : None Ex ia G Zone 0 (Europa) / Validity : None Ex ia G Zone 0 (International) / Validity : None Ex ia G Zone 0 (Korea) / Validity : None Ex ia G Zone 0 (North America) / Validity : None Ex ia G Zone 0 (United Kingdom) / Validity : None Ex nA G Zone 2 (Europa) / Validity : None Ex nA G Zone 2 (International) / Validity : None Ex nA G Zone 2 (United Kingdom) / Validity : None Ex ia G Zone 0 (Europa) / Validity : None Ex ia G Zone 0 (International) / Validity : None Ex ia G Zone 0 (Korea) / Validity : None Ex ia G Zone 0 (North America) / Validity : None Ex ia G Zone 0 (United Kingdom) / Validity : None Ex nA G Zone 2 (Europa) / Validity : None Ex nA G Zone 2 (International) / Validity : None Ex nA G Zone 2 (United Kingdom) / Validity : None Ex ia G Zone 0 (Europa) / Validity : None Ex ia G Zone 0 (International) / Validity : None Ex ia G Zone 0 (Korea) / Validity : None Ex ia G Zone 0 (North America) / Validity : None Ex ia G Zone 0 (United Kingdom) / Validity : None Ex nA G Zone 2 (Europa) / Validity : None Ex nA G Zone 2 (International) / Validity : None Ex nA G Zone 2 (United Kingdom) / Validity : None Ex ia G Zone 0 (Europa) / Validity : None Ex ia G Zone 0 (International) / Validity : None Ex ia G Zone 0 (Korea) / Validity : None Ex ia G Zone 0 (North America) / Validity : None Ex ia G Zone 0 (United Kingdom) / Validity : None Ex nA G Zone 2 (Europa) / Validity : None Ex nA G Zone 2 (International) / Validity : None Ex nA G Zone 2 (United Kingdom) / Validity : None Ex ia G Zone 0 (Europa) / Validity : None Ex ia G Zone 0 (International) / Validity : None Ex ia G Zone 0 (Korea) / Validity : None Ex ia G Zone 0 (North America) / Validity : None Ex ia G Zone 0 (United Kingdom) / Validity : None Ex nA G Zone 2 (Europa) / Validity : None Ex nA G Zone 2 (International) / Validity : None Ex nA G Zone 2 (United Kingdom) / Validity : None Ex ia G Zone 0 (Europa) / Validity : None Ex ia G Zone 0 (International) / Validity : None Ex ia G Zone 0 (Korea) / Validity : None Ex ia G Zone 0 (North America) / Validity : None Ex ia G Zone 0 (United Kingdom) / Validity : None Ex nA G Zone 2 (Europa) / Validity : None Ex nA G Zone 2 (International) / Validity : None Ex nA G Zone 2 (United Kingdom) / Validity : None Ex ia G Zone 0 (Europa) / Validity : None Ex ia G Zone 0 (International) / Validity : None Ex ia G Zone 0 (Korea) / Validity : None Ex ia G Zone 0 (North America) / Validity : None Ex ia G Zone 0 (United Kingdom) / Validity : None Ex nA G Zone 2 (Europa) / Validity : None Ex nA G Zone 2 (International) / Validity : None Ex nA G Zone 2 (United Kingdom) / Validity : None Ex ia G Zone 0 (Europa) / Validity : None Ex ia G Zone 0 (International) / Validity : None Ex ia G Zone 0 (North America) / Validity : None Ex ia G Zone 0 (United Kingdom) / Validity : None Ex nA G Zone 2 (Europa) / Validity : None Ex nA G Zone 2 (International) / Validity : None Ex nA G Zone 2 (United Kingdom) / Validity : None Ex ia G Zone 0 (Europa) / Validity : None Ex ia G Zone 0 (International) / Validity : None Ex ia G Zone 0 (North America) / Validity : None Ex ia G Zone 0 (United Kingdom) / Validity : None Ex nA G Zone 2 (Europa) / Validity : None Ex nA G Zone 2 (International) / Validity : None Ex nA G Zone 2 (United Kingdom) / Validity : None Ex ia G Zone 0 (Europa) / Validity : None Ex ia G Zone 0 (International) / Validity : None Ex ia G Zone 0 (North America) / Validity : None Ex ia G Zone 0 (United Kingdom) / Validity : None Ex nA G Zone 2 (Europa) / Validity : None Ex nA G Zone 2 (International) / Validity : None Ex nA G Zone 2 (United Kingdom) / Validity : None Ex ia G Zone 0 (Europa) / Validity : None Ex ia G Zone 0 (International) / Validity : None Ex ia G Zone 0 (North America) / Validity : None Ex ia G Zone 0 (United Kingdom) / Validity : None Ex nA G Zone 2 (Europa) / Validity : None Ex nA G Zone 2 (International) / Validity : None Ex nA G Zone 2 (United Kingdom) / Validity : None Ex ia G Zone 0 (Europa) / Validity : None Ex ia G Zone 0 (International) / Validity : None Ex ia G Zone 0 (Korea) / Validity : None Ex ia G Zone 0 (North America) / Validity : None Ex ia G Zone 0 (United Kingdom) / Validity : None Ex nA G Zone 2 (Europa) / Validity : None Ex nA G Zone 2 (International) / Validity : None Ex nA G Zone 2 (United Kingdom) / Validity : None Ex ia G Zone 0 (Europa) / Validity : None Ex ia G Zone 0 (International) / Validity : None Ex ia G Zone 0 (Korea) / Validity : None Ex ia G Zone 0 (North America) / Validity : None Ex ia G Zone 0 (United Kingdom) / Validity : None Ex nA G Zone 2 (Europa) / Validity : None Ex nA G Zone 2 (International) / Validity : None Ex nA G Zone 2 (United Kingdom) / Validity : None Ex ia G Zone 0 (Europa) / Validity : None Ex ia G Zone 0 (International) / Validity : None Ex ia G Zone 0 (Korea) / Validity : None Ex ia G Zone 0 (North America) / Validity : None Ex ia G Zone 0 (United Kingdom) / Validity : None Ex nA G Zone 2 (Europa) / Validity : None Ex nA G Zone 2 (International) / Validity : None Ex nA G Zone 2 (United Kingdom) / Validity : None Ex ia G Zone 0 (Europa) / Validity : None Ex ia G Zone 0 (International) / Validity : None Ex ia G Zone 0 (Korea) / Validity : None Ex ia G Zone 0 (North America) / Validity : None Ex ia G Zone 0 (United Kingdom) / Validity : None Ex nA G Zone 2 (Europa) / Validity : None Ex nA G Zone 2 (International) / Validity : None Ex nA G Zone 2 (United Kingdom) / Validity : None Ex ia G Zone 0 (Europa) / Validity : None Ex ia G Zone 0 (International) / Validity : None Ex ia G Zone 0 (Korea) / Validity : None Ex ia G Zone 0 (North America) / Validity : None Ex ia G Zone 0 (United Kingdom) / Validity : None Ex nA G Zone 2 (Europa) / Validity : None Ex nA G Zone 2 (International) / Validity : None Ex nA G Zone 2 (United Kingdom) / Validity : None Ex ia G Zone 0 (Europa) / Validity : None Ex ia G Zone 0 (International) / Validity : None Ex ia G Zone 0 (Korea) / Validity : None Ex ia G Zone 0 (North America) / Validity : None Ex ia G Zone 0 (United Kingdom) / Validity : None Ex ib G Zone 1 (Japan) / Validity : 22.08.2025 Ex nA G Zone 2 (Europa) / Validity : None Ex nA G Zone 2 (International) / Validity : None Ex nA G Zone 2 (United Kingdom) / Validity : None Ex ia G Zone 0 (Europa) / Validity : None Ex ia G Zone 0 (International) / Validity : None Ex ia G Zone 0 (Korea) / Validity : None Ex ia G Zone 0 (North America) / Validity : None Ex ia G Zone 0 (United Kingdom) / Validity : None Ex nA G Zone 2 (Europa) / Validity : None Ex nA G Zone 2 (International) / Validity : None Ex nA G Zone 2 (United Kingdom) / Validity : None Ex ia G Zone 0 (Europa) / Validity : None Ex ia G Zone 0 (International) / Validity : None Ex ia G Zone 0 (Korea) / Validity : None Ex ia G Zone 0 (North America) / Validity : None Ex ia G Zone 0 (United Kingdom) / Validity : None Ex nA G Zone 2 (Europa) / Validity : None Ex nA G Zone 2 (International) / Validity : None Ex nA G Zone 2 (United Kingdom) / Validity : None Ex ia G Zone 0 (Europa) / Validity : None Ex ia G Zone 0 (International) / Validity : None Ex ia G Zone 0 (Korea) / Validity : None Ex ia G Zone 0 (North America) / Validity : None Ex ia G Zone 0 (United Kingdom) / Validity : None Ex ib G Zone 1 (Japan) / Validity : 24.05.2024 Ex nA G Zone 2 (Europa) / Validity : None Ex nA G Zone 2 (International) / Validity : None Ex nA G Zone 2 (United Kingdom) / Validity : None Ex ia G Zone 0 (Europa) / Validity : None Ex ia G Zone 0 (International) / Validity : None Ex ia G Zone 0 (Korea) / Validity : None Ex ia G Zone 0 (North America) / Validity : None Ex ia G Zone 0 (United Kingdom) / Validity : None Ex nA G Zone 2 (Europa) / Validity : None Ex nA G Zone 2 (International) / Validity : None Ex nA G Zone 2 (United Kingdom) / Validity : None Ex ia G Zone 0 (Europa) / Validity : None Ex ia G Zone 0 (International) / Validity : None Ex ia G Zone 0 (Korea) / Validity : None Ex ia G Zone 0 (North America) / Validity : None Ex ia G Zone 0 (United Kingdom) / Validity : None Ex nA G Zone 2 (Europa) / Validity : None Ex nA G Zone 2 (International) / Validity : None Ex nA G Zone 2 (United Kingdom) / Validity : None Ex ia G Zone 0 (Europa) / Validity : None Ex ia G Zone 0 (International) / Validity : None Ex ia G Zone 0 (Korea) / Validity : None Ex ia G Zone 0 (North America) / Validity : None Ex ia G Zone 0 (United Kingdom) / Validity : None Ex nA G Zone 2 (Europa) / Validity : None Ex nA G Zone 2 (International) / Validity : None Ex nA G Zone 2 (United Kingdom) / Validity : None Ex ia G Zone 0 (Europa) / Validity : None Ex ia G Zone 0 (International) / Validity : None Ex ia G Zone 0 (Korea) / Validity : None Ex ia G Zone 0 (North America) / Validity : None Ex ia G Zone 0 (United Kingdom) / Validity : None Ex nA G Zone 2 (Europa) / Validity : None Ex nA G Zone 2 (International) / Validity : None Ex nA G Zone 2 (United Kingdom) / Validity : None Ex ia G Zone 0 (Europa) / Validity : None Ex ia G Zone 0 (International) / Validity : None Ex ia G Zone 0 (Korea) / Validity : None Ex ia G Zone 0 (North America) / Validity : None Ex ia G Zone 0 (United Kingdom) / Validity : None Ex nA G Zone 2 (Europa) / Validity : None Ex nA G Zone 2 (International) / Validity : None Ex nA G Zone 2 (United Kingdom) / Validity : None Ex ia G Zone 0 (Europa) / Validity : None Ex ia G Zone 0 (International) / Validity : None Ex ia G Zone 0 (Korea) / Validity : None Ex ia G Zone 0 (North America) / Validity : None Ex ia G Zone 0 (United Kingdom) / Validity : None Ex nA G Zone 2 (Europa) / Validity : None Ex nA G Zone 2 (International) / Validity : None Ex nA G Zone 2 (United Kingdom) / Validity : None Ex ia G Zone 0 (Europa) / Validity : None Ex ia G Zone 0 (International) / Validity : None Ex ia G Zone 0 (Korea) / Validity : None Ex ia G Zone 0 (North America) / Validity : None Ex ia G Zone 0 (United Kingdom) / Validity : None Ex nA G Zone 2 (Europa) / Validity : None Ex nA G Zone 2 (International) / Validity : None Ex nA G Zone 2 (United Kingdom) / Validity : None Ex ia G Zone 0 (Europa) / Validity : None Ex ia G Zone 0 (International) / Validity : None Ex ia G Zone 0 (Korea) / Validity : None Ex ia G Zone 0 (North America) / Validity : None Ex ia G Zone 0 (United Kingdom) / Validity : None Ex nA G Zone 2 (Europa) / Validity : None Ex nA G Zone 2 (International) / Validity : None Ex nA G Zone 2 (United Kingdom) / Validity : None Ex ia G Zone 0 (Europa) / Validity : None Ex ia G Zone 0 (International) / Validity : None Ex ia G Zone 0 (Korea) / Validity : None Ex ia G Zone 0 (North America) / Validity : None Ex ia G Zone 0 (United Kingdom) / Validity : None Ex nA G Zone 2 (Europa) / Validity : None Ex nA G Zone 2 (International) / Validity : None Ex nA G Zone 2 (United Kingdom) / Validity : None Ex ia G Zone 0 (Europa) / Validity : None Ex ia G Zone 0 (International) / Validity : None Ex ia G Zone 0 (Korea) / Validity : None Ex ia G Zone 0 (North America) / Validity : None Ex ia G Zone 0 (United Kingdom) / Validity : None Ex nA G Zone 2 (Europa) / Validity : None Ex nA G Zone 2 (International) / Validity : None Ex nA G Zone 2 (United Kingdom) / Validity : None Ex ia G Zone 0 (Europa) / Validity : None Ex ia G Zone 0 (International) / Validity : None Ex ia G Zone 0 (Korea) / Validity : None Ex ia G Zone 0 (North America) / Validity : None Ex ia G Zone 0 (United Kingdom) / Validity : None Ex nA G Zone 2 (Europa) / Validity : None Ex nA G Zone 2 (International) / Validity : None Ex nA G Zone 2 (United Kingdom) / Validity : None Ex ia G Zone 0 (Europa) / Validity : None Ex ia G Zone 0 (International) / Validity : None Ex ia G Zone 0 (Korea) / Validity : None Ex ia G Zone 0 (North America) / Validity : None Ex ia G Zone 0 (United Kingdom) / Validity : None Ex nA G Zone 2 (Europa) / Validity : None Ex nA G Zone 2 (International) / Validity : None Ex nA G Zone 2 (United Kingdom) / Validity : None Ex ia G Zone 0 (Europa) / Validity : None Ex ia G Zone 0 (International) / Validity : None Ex ia G Zone 0 (Korea) / Validity : None Ex ia G Zone 0 (North America) / Validity : None Ex ia G Zone 0 (United Kingdom) / Validity : None Ex nA G Zone 2 (Europa) / Validity : None Ex nA G Zone 2 (International) / Validity : None Ex nA G Zone 2 (United Kingdom) / Validity : None Ex ia G Zone 0 (Europa) / Validity : None Ex ia G Zone 0 (International) / Validity : None Ex ia G Zone 0 (Korea) / Validity : None Ex ia G Zone 0 (North America) / Validity : None Ex ia G Zone 0 (United Kingdom) / Validity : None Ex nA G Zone 2 (Europa) / Validity : None Ex nA G Zone 2 (International) / Validity : None Ex nA G Zone 2 (United Kingdom) / Validity : None Ex ia G Zone 0 (Europa) / Validity : None Ex ia G Zone 0 (International) / Validity : None Ex ia G Zone 0 (Korea) / Validity : None Ex ia G Zone 0 (North America) / Validity : None Ex ia G Zone 0 (United Kingdom) / Validity : None Ex nA G Zone 2 (Europa) / Validity : None Ex nA G Zone 2 (International) / Validity : None Ex nA G Zone 2 (United Kingdom) / Validity : None Ex ia G Zone 0 (Europa) / Validity : None Ex ia G Zone 0 (International) / Validity : None Ex ia G Zone 0 (Korea) / Validity : None Ex ia G Zone 0 (North America) / Validity : None Ex ia G Zone 0 (United Kingdom) / Validity : None Ex nA G Zone 2 (Europa) / Validity : None Ex nA G Zone 2 (International) / Validity : None Ex nA G Zone 2 (United Kingdom) / Validity : None Ex ia G Zone 0 (Europa) / Validity : None Ex ia G Zone 0 (International) / Validity : None Ex ia G Zone 0 (Korea) / Validity : None Ex ia G Zone 0 (North America) / Validity : None Ex ia G Zone 0 (United Kingdom) / Validity : None Ex nA G Zone 2 (Europa) / Validity : None Ex nA G Zone 2 (International) / Validity : None Ex nA G Zone 2 (United Kingdom) / Validity : None Ex ia G Zone 0 (Europa) / Validity : None Ex ia G Zone 0 (International) / Validity : None Ex ia G Zone 0 (Korea) / Validity : None Ex ia G Zone 0 (North America) / Validity : None Ex ia G Zone 0 (United Kingdom) / Validity : None Ex nA G Zone 2 (Europa) / Validity : None Ex nA G Zone 2 (International) / Validity : None Ex nA G Zone 2 (United Kingdom) / Validity : None Ex ia G Zone 0 (Europa) / Validity : None Ex ia G Zone 0 (International) / Validity : None Ex ia G Zone 0 (North America) / Validity : None Ex ia G Zone 0 (United Kingdom) / Validity : None Ex nA G Zone 2 (Europa) / Validity : None Ex nA G Zone 2 (International) / Validity : None Ex nA G Zone 2 (United Kingdom) / Validity : None Ex ia G Zone 0 (Europa) / Validity : None Ex ia G Zone 0 (International) / Validity : None Ex ia G Zone 0 (North America) / Validity : None Ex ia G Zone 0 (United Kingdom) / Validity : None Ex nA G Zone 2 (Europa) / Validity : None Ex nA G Zone 2 (International) / Validity : None Ex nA G Zone 2 (United Kingdom) / Validity : None Ex ia G Zone 0 (Europa) / Validity : None Ex ia G Zone 0 (International) / Validity : None Ex ia G Zone 0 (North America) / Validity : None Ex ia G Zone 0 (United Kingdom) / Validity : None Ex nA G Zone 2 (Europa) / Validity : None Ex nA G Zone 2 (International) / Validity : None Ex nA G Zone 2 (United Kingdom) / Validity : None Ex ia G Zone 0 (Europa) / Validity : None Ex ia G Zone 0 (International) / Validity : None Ex ia G Zone 0 (Korea) / Validity : None Ex ia G Zone 0 (North America) / Validity : None Ex ia G Zone 0 (United Kingdom) / Validity : None Ex nA G Zone 2 (Europa) / Validity : None Ex nA G Zone 2 (International) / Validity : None Ex nA G Zone 2 (United Kingdom) / Validity : None Ex ia G Zone 0 (Europa) / Validity : None Ex ia G Zone 0 (International) / Validity : None Ex ia G Zone 0 (North America) / Validity : None Ex ia G Zone 0 (Russia, Belarus, Kyrgyzstan, Armenia, Kazakhstan) / Validity : 18.02.2026 Ex nA G Zone 2 (Europa) / Validity : None Ex nA G Zone 2 (International) / Validity : None Ex nA G Zone 2 (North America) / Validity : None Ex nA G Zone 2 (Russia, Belarus, Kyrgyzstan, Armenia, Kazakhstan) / Validity : 18.02.2026 | No | No | .
143-512-000-02x | 143-512-000-022 | DocManager | CP512-022 Piezoelectric Dynamic Pressure Sensor | CP512-022 | GaPO4 pressure sensor, matching IPC 704_511, -70°C to 560°C, 90 pC/bar, nominal pressure 0 to 50 bar, maximal pressure 100 bar, 0.5 m integral MI cable, Lemo type 0 connector, Ex approved | . | 90pC/bar | -70 | 560 | 2 | 10000 | LEMO type 0 | CPxxx, IPC707, GSI127, EC153, MA Seal, ABAxxx, JB105, JB116 | . |  |  |  | . | Switzerland | 90262000 | 0.2 |  | . | Dynamic Pressure Sensors | Dynamic pressure sensors (CP) | . | Ex ia G Zone 0 (Europa) / Validity : None Ex ia G Zone 0 (International) / Validity : None Ex ia G Zone 0 (Korea) / Validity : None Ex ia G Zone 0 (North America) / Validity : None Ex ia G Zone 0 (United Kingdom) / Validity : None Ex nA G Zone 2 (Europa) / Validity : None Ex nA G Zone 2 (International) / Validity : None Ex nA G Zone 2 (United Kingdom) / Validity : None Ex ia G Zone 0 (Europa) / Validity : None Ex ia G Zone 0 (International) / Validity : None Ex ia G Zone 0 (Korea) / Validity : None Ex ia G Zone 0 (North America) / Validity : None Ex ia G Zone 0 (United Kingdom) / Validity : None Ex nA G Zone 2 (Europa) / Validity : None Ex nA G Zone 2 (International) / Validity : None Ex nA G Zone 2 (United Kingdom) / Validity : None Ex ia G Zone 0 (Europa) / Validity : None Ex ia G Zone 0 (International) / Validity : None Ex ia G Zone 0 (Korea) / Validity : None Ex ia G Zone 0 (North America) / Validity : None Ex ia G Zone 0 (United Kingdom) / Validity : None Ex nA G Zone 2 (Europa) / Validity : None Ex nA G Zone 2 (International) / Validity : None Ex nA G Zone 2 (United Kingdom) / Validity : None Ex ia G Zone 0 (Europa) / Validity : None Ex ia G Zone 0 (International) / Validity : None Ex ia G Zone 0 (Korea) / Validity : None Ex ia G Zone 0 (North America) / Validity : None Ex ia G Zone 0 (United Kingdom) / Validity : None Ex nA G Zone 2 (Europa) / Validity : None Ex nA G Zone 2 (International) / Validity : None Ex nA G Zone 2 (United Kingdom) / Validity : None Ex ia G Zone 0 (Europa) / Validity : None Ex ia G Zone 0 (International) / Validity : None Ex ia G Zone 0 (Korea) / Validity : None Ex ia G Zone 0 (North America) / Validity : None Ex ia G Zone 0 (United Kingdom) / Validity : None Ex nA G Zone 2 (Europa) / Validity : None Ex nA G Zone 2 (International) / Validity : None Ex nA G Zone 2 (United Kingdom) / Validity : None Ex ia G Zone 0 (Europa) / Validity : None Ex ia G Zone 0 (International) / Validity : None Ex ia G Zone 0 (Korea) / Validity : None Ex ia G Zone 0 (North America) / Validity : None Ex ia G Zone 0 (United Kingdom) / Validity : None Ex nA G Zone 2 (Europa) / Validity : None Ex nA G Zone 2 (International) / Validity : None Ex nA G Zone 2 (United Kingdom) / Validity : None Ex ia G Zone 0 (Europa) / Validity : None Ex ia G Zone 0 (International) / Validity : None Ex ia G Zone 0 (Korea) / Validity : None Ex ia G Zone 0 (North America) / Validity : None Ex ia G Zone 0 (United Kingdom) / Validity : None Ex nA G Zone 2 (Europa) / Validity : None Ex nA G Zone 2 (International) / Validity : None Ex nA G Zone 2 (United Kingdom) / Validity : None Ex ia G Zone 0 (Europa) / Validity : None Ex ia G Zone 0 (International) / Validity : None Ex ia G Zone 0 (Korea) / Validity : None Ex ia G Zone 0 (North America) / Validity : None Ex ia G Zone 0 (United Kingdom) / Validity : None Ex nA G Zone 2 (Europa) / Validity : None Ex nA G Zone 2 (International) / Validity : None Ex nA G Zone 2 (United Kingdom) / Validity : None Ex ia G Zone 0 (Europa) / Validity : None Ex ia G Zone 0 (International) / Validity : None Ex ia G Zone 0 (Korea) / Validity : None Ex ia G Zone 0 (North America) / Validity : None Ex ia G Zone 0 (United Kingdom) / Validity : None Ex nA G Zone 2 (Europa) / Validity : None Ex nA G Zone 2 (International) / Validity : None Ex nA G Zone 2 (United Kingdom) / Validity : None Ex ia G Zone 0 (Europa) / Validity : None Ex ia G Zone 0 (International) / Validity : None Ex ia G Zone 0 (Korea) / Validity : None Ex ia G Zone 0 (North America) / Validity : None Ex ia G Zone 0 (United Kingdom) / Validity : None Ex nA G Zone 2 (Europa) / Validity : None Ex nA G Zone 2 (International) / Validity : None Ex nA G Zone 2 (United Kingdom) / Validity : None Ex ia G Zone 0 (Europa) / Validity : None Ex ia G Zone 0 (International) / Validity : None Ex ia G Zone 0 (Korea) / Validity : None Ex ia G Zone 0 (North America) / Validity : None Ex ia G Zone 0 (United Kingdom) / Validity : None Ex nA G Zone 2 (Europa) / Validity : None Ex nA G Zone 2 (International) / Validity : None Ex nA G Zone 2 (United Kingdom) / Validity : None Ex ia G Zone 0 (Europa) / Validity : None Ex ia G Zone 0 (International) / Validity : None Ex ia G Zone 0 (Korea) / Validity : None Ex ia G Zone 0 (North America) / Validity : None Ex ia G Zone 0 (United Kingdom) / Validity : None Ex nA G Zone 2 (Europa) / Validity : None Ex nA G Zone 2 (International) / Validity : None Ex nA G Zone 2 (United Kingdom) / Validity : None Ex ia G Zone 0 (Europa) / Validity : None Ex ia G Zone 0 (International) / Validity : None Ex ia G Zone 0 (Korea) / Validity : None Ex ia G Zone 0 (North America) / Validity : None Ex ia G Zone 0 (United Kingdom) / Validity : None Ex nA G Zone 2 (Europa) / Validity : None Ex nA G Zone 2 (International) / Validity : None Ex nA G Zone 2 (United Kingdom) / Validity : None Ex ia G Zone 0 (Europa) / Validity : None Ex ia G Zone 0 (International) / Validity : None Ex ia G Zone 0 (Korea) / Validity : None Ex ia G Zone 0 (North America) / Validity : None Ex ia G Zone 0 (United Kingdom) / Validity : None Ex nA G Zone 2 (Europa) / Validity : None Ex nA G Zone 2 (International) / Validity : None Ex nA G Zone 2 (United Kingdom) / Validity : None Ex ia G Zone 0 (Europa) / Validity : None Ex ia G Zone 0 (International) / Validity : None Ex ia G Zone 0 (Korea) / Validity : None Ex ia G Zone 0 (North America) / Validity : None Ex ia G Zone 0 (United Kingdom) / Validity : None Ex nA G Zone 2 (Europa) / Validity : None Ex nA G Zone 2 (International) / Validity : None Ex nA G Zone 2 (United Kingdom) / Validity : None Ex ia G Zone 0 (Europa) / Validity : None Ex ia G Zone 0 (International) / Validity : None Ex ia G Zone 0 (Korea) / Validity : None Ex ia G Zone 0 (North America) / Validity : None Ex ia G Zone 0 (United Kingdom) / Validity : None Ex nA G Zone 2 (Europa) / Validity : None Ex nA G Zone 2 (International) / Validity : None Ex nA G Zone 2 (United Kingdom) / Validity : None Ex ia G Zone 0 (Europa) / Validity : None Ex ia G Zone 0 (International) / Validity : None Ex ia G Zone 0 (Korea) / Validity : None Ex ia G Zone 0 (North America) / Validity : None Ex ia G Zone 0 (United Kingdom) / Validity : None Ex nA G Zone 2 (Europa) / Validity : None Ex nA G Zone 2 (International) / Validity : None Ex nA G Zone 2 (United Kingdom) / Validity : None Ex ia G Zone 0 (Europa) / Validity : None Ex ia G Zone 0 (International) / Validity : None Ex ia G Zone 0 (Korea) / Validity : None Ex ia G Zone 0 (North America) / Validity : None Ex ia G Zone 0 (United Kingdom) / Validity : None Ex nA G Zone 2 (Europa) / Validity : None Ex nA G Zone 2 (International) / Validity : None Ex nA G Zone 2 (United Kingdom) / Validity : None Ex ia G Zone 0 (Europa) / Validity : None Ex ia G Zone 0 (International) / Validity : None Ex ia G Zone 0 (Korea) / Validity : None Ex ia G Zone 0 (North America) / Validity : None Ex ia G Zone 0 (United Kingdom) / Validity : None Ex nA G Zone 2 (Europa) / Validity : None Ex nA G Zone 2 (International) / Validity : None Ex nA G Zone 2 (United Kingdom) / Validity : None Ex ia G Zone 0 (Europa) / Validity : None Ex ia G Zone 0 (International) / Validity : None Ex ia G Zone 0 (Korea) / Validity : None Ex ia G Zone 0 (North America) / Validity : None Ex ia G Zone 0 (United Kingdom) / Validity : None Ex nA G Zone 2 (Europa) / Validity : None Ex nA G Zone 2 (International) / Validity : None Ex nA G Zone 2 (United Kingdom) / Validity : None Ex ia G Zone 0 (Europa) / Validity : None Ex ia G Zone 0 (International) / Validity : None Ex ia G Zone 0 (Korea) / Validity : None Ex ia G Zone 0 (North America) / Validity : None Ex ia G Zone 0 (United Kingdom) / Validity : None Ex nA G Zone 2 (Europa) / Validity : None Ex nA G Zone 2 (International) / Validity : None Ex nA G Zone 2 (United Kingdom) / Validity : None Ex ia G Zone 0 (Europa) / Validity : None Ex ia G Zone 0 (International) / Validity : None Ex ia G Zone 0 (Korea) / Validity : None Ex ia G Zone 0 (North America) / Validity : None Ex ia G Zone 0 (United Kingdom) / Validity : None Ex nA G Zone 2 (Europa) / Validity : None Ex nA G Zone 2 (International) / Validity : None Ex nA G Zone 2 (United Kingdom) / Validity : None Ex ia G Zone 0 (Europa) / Validity : None Ex ia G Zone 0 (International) / Validity : None Ex ia G Zone 0 (Korea) / Validity : None Ex ia G Zone 0 (North America) / Validity : None Ex ia G Zone 0 (United Kingdom) / Validity : None Ex nA G Zone 2 (Europa) / Validity : None Ex nA G Zone 2 (International) / Validity : None Ex nA G Zone 2 (United Kingdom) / Validity : None Ex ia G Zone 0 (Europa) / Validity : None Ex ia G Zone 0 (International) / Validity : None Ex ia G Zone 0 (Korea) / Validity : None Ex ia G Zone 0 (North America) / Validity : None Ex ia G Zone 0 (United Kingdom) / Validity : None Ex nA G Zone 2 (Europa) / Validity : None Ex nA G Zone 2 (International) / Validity : None Ex nA G Zone 2 (United Kingdom) / Validity : None Ex ia G Zone 0 (Europa) / Validity : None Ex ia G Zone 0 (International) / Validity : None Ex ia G Zone 0 (Korea) / Validity : None Ex ia G Zone 0 (North America) / Validity : None Ex ia G Zone 0 (United Kingdom) / Validity : None Ex nA G Zone 2 (Europa) / Validity : None Ex nA G Zone 2 (International) / Validity : None Ex nA G Zone 2 (United Kingdom) / Validity : None Ex ia G Zone 0 (Europa) / Validity : None Ex ia G Zone 0 (International) / Validity : None Ex ia G Zone 0 (North America) / Validity : None Ex ia G Zone 0 (United Kingdom) / Validity : None Ex nA G Zone 2 (Europa) / Validity : None Ex nA G Zone 2 (International) / Validity : None Ex nA G Zone 2 (United Kingdom) / Validity : None Ex ia G Zone 0 (Europa) / Validity : None Ex ia G Zone 0 (International) / Validity : None Ex ia G Zone 0 (North America) / Validity : None Ex ia G Zone 0 (United Kingdom) / Validity : None Ex nA G Zone 2 (Europa) / Validity : None Ex nA G Zone 2 (International) / Validity : None Ex nA G Zone 2 (United Kingdom) / Validity : None Ex ia G Zone 0 (Europa) / Validity : None Ex ia G Zone 0 (International) / Validity : None Ex ia G Zone 0 (North America) / Validity : None Ex ia G Zone 0 (United Kingdom) / Validity : None Ex nA G Zone 2 (Europa) / Validity : None Ex nA G Zone 2 (International) / Validity : None Ex nA G Zone 2 (United Kingdom) / Validity : None Ex ia G Zone 0 (Europa) / Validity : None Ex ia G Zone 0 (International) / Validity : None Ex ia G Zone 0 (North America) / Validity : None Ex ia G Zone 0 (United Kingdom) / Validity : None Ex nA G Zone 2 (Europa) / Validity : None Ex nA G Zone 2 (International) / Validity : None Ex nA G Zone 2 (United Kingdom) / Validity : None Ex ia G Zone 0 (Europa) / Validity : None Ex ia G Zone 0 (International) / Validity : None Ex ia G Zone 0 (Korea) / Validity : None Ex ia G Zone 0 (North America) / Validity : None Ex ia G Zone 0 (United Kingdom) / Validity : None Ex nA G Zone 2 (Europa) / Validity : None Ex nA G Zone 2 (International) / Validity : None Ex nA G Zone 2 (United Kingdom) / Validity : None Ex ia G Zone 0 (Europa) / Validity : None Ex ia G Zone 0 (International) / Validity : None Ex ia G Zone 0 (Korea) / Validity : None Ex ia G Zone 0 (North America) / Validity : None Ex ia G Zone 0 (United Kingdom) / Validity : None Ex nA G Zone 2 (Europa) / Validity : None Ex nA G Zone 2 (International) / Validity : None Ex nA G Zone 2 (United Kingdom) / Validity : None Ex ia G Zone 0 (Europa) / Validity : None Ex ia G Zone 0 (International) / Validity : None Ex ia G Zone 0 (Korea) / Validity : None Ex ia G Zone 0 (North America) / Validity : None Ex ia G Zone 0 (United Kingdom) / Validity : None Ex nA G Zone 2 (Europa) / Validity : None Ex nA G Zone 2 (International) / Validity : None Ex nA G Zone 2 (United Kingdom) / Validity : None Ex ia G Zone 0 (Europa) / Validity : None Ex ia G Zone 0 (International) / Validity : None Ex ia G Zone 0 (Korea) / Validity : None Ex ia G Zone 0 (North America) / Validity : None Ex ia G Zone 0 (United Kingdom) / Validity : None Ex nA G Zone 2 (Europa) / Validity : None Ex nA G Zone 2 (International) / Validity : None Ex nA G Zone 2 (United Kingdom) / Validity : None Ex ia G Zone 0 (Europa) / Validity : None Ex ia G Zone 0 (International) / Validity : None Ex ia G Zone 0 (Korea) / Validity : None Ex ia G Zone 0 (North America) / Validity : None Ex ia G Zone 0 (United Kingdom) / Validity : None Ex nA G Zone 2 (Europa) / Validity : None Ex nA G Zone 2 (International) / Validity : None Ex nA G Zone 2 (United Kingdom) / Validity : None Ex ia G Zone 0 (Europa) / Validity : None Ex ia G Zone 0 (International) / Validity : None Ex ia G Zone 0 (Korea) / Validity : None Ex ia G Zone 0 (North America) / Validity : None Ex ia G Zone 0 (United Kingdom) / Validity : None Ex ib G Zone 1 (Japan) / Validity : 22.08.2025 Ex nA G Zone 2 (Europa) / Validity : None Ex nA G Zone 2 (International) / Validity : None Ex nA G Zone 2 (United Kingdom) / Validity : None Ex ia G Zone 0 (Europa) / Validity : None Ex ia G Zone 0 (International) / Validity : None Ex ia G Zone 0 (Korea) / Validity : None Ex ia G Zone 0 (North America) / Validity : None Ex ia G Zone 0 (United Kingdom) / Validity : None Ex nA G Zone 2 (Europa) / Validity : None Ex nA G Zone 2 (International) / Validity : None Ex nA G Zone 2 (United Kingdom) / Validity : None Ex ia G Zone 0 (Europa) / Validity : None Ex ia G Zone 0 (International) / Validity : None Ex ia G Zone 0 (Korea) / Validity : None Ex ia G Zone 0 (North America) / Validity : None Ex ia G Zone 0 (United Kingdom) / Validity : None Ex nA G Zone 2 (Europa) / Validity : None Ex nA G Zone 2 (International) / Validity : None Ex nA G Zone 2 (United Kingdom) / Validity : None Ex ia G Zone 0 (Europa) / Validity : None Ex ia G Zone 0 (International) / Validity : None Ex ia G Zone 0 (Korea) / Validity : None Ex ia G Zone 0 (North America) / Validity : None Ex ia G Zone 0 (United Kingdom) / Validity : None Ex ib G Zone 1 (Japan) / Validity : 24.05.2024 Ex nA G Zone 2 (Europa) / Validity : None Ex nA G Zone 2 (International) / Validity : None Ex nA G Zone 2 (United Kingdom) / Validity : None Ex ia G Zone 0 (Europa) / Validity : None Ex ia G Zone 0 (International) / Validity : None Ex ia G Zone 0 (Korea) / Validity : None Ex ia G Zone 0 (North America) / Validity : None Ex ia G Zone 0 (United Kingdom) / Validity : None Ex nA G Zone 2 (Europa) / Validity : None Ex nA G Zone 2 (International) / Validity : None Ex nA G Zone 2 (United Kingdom) / Validity : None Ex ia G Zone 0 (Europa) / Validity : None Ex ia G Zone 0 (International) / Validity : None Ex ia G Zone 0 (Korea) / Validity : None Ex ia G Zone 0 (North America) / Validity : None Ex ia G Zone 0 (United Kingdom) / Validity : None Ex nA G Zone 2 (Europa) / Validity : None Ex nA G Zone 2 (International) / Validity : None Ex nA G Zone 2 (United Kingdom) / Validity : None Ex ia G Zone 0 (Europa) / Validity : None Ex ia G Zone 0 (International) / Validity : None Ex ia G Zone 0 (Korea) / Validity : None Ex ia G Zone 0 (North America) / Validity : None Ex ia G Zone 0 (United Kingdom) / Validity : None Ex nA G Zone 2 (Europa) / Validity : None Ex nA G Zone 2 (International) / Validity : None Ex nA G Zone 2 (United Kingdom) / Validity : None Ex ia G Zone 0 (Europa) / Validity : None Ex ia G Zone 0 (International) / Validity : None Ex ia G Zone 0 (Korea) / Validity : None Ex ia G Zone 0 (North America) / Validity : None Ex ia G Zone 0 (United Kingdom) / Validity : None Ex nA G Zone 2 (Europa) / Validity : None Ex nA G Zone 2 (International) / Validity : None Ex nA G Zone 2 (United Kingdom) / Validity : None Ex ia G Zone 0 (Europa) / Validity : None Ex ia G Zone 0 (International) / Validity : None Ex ia G Zone 0 (Korea) / Validity : None Ex ia G Zone 0 (North America) / Validity : None Ex ia G Zone 0 (United Kingdom) / Validity : None Ex nA G Zone 2 (Europa) / Validity : None Ex nA G Zone 2 (International) / Validity : None Ex nA G Zone 2 (United Kingdom) / Validity : None Ex ia G Zone 0 (Europa) / Validity : None Ex ia G Zone 0 (International) / Validity : None Ex ia G Zone 0 (Korea) / Validity : None Ex ia G Zone 0 (North America) / Validity : None Ex ia G Zone 0 (United Kingdom) / Validity : None Ex nA G Zone 2 (Europa) / Validity : None Ex nA G Zone 2 (International) / Validity : None Ex nA G Zone 2 (United Kingdom) / Validity : None Ex ia G Zone 0 (Europa) / Validity : None Ex ia G Zone 0 (International) / Validity : None Ex ia G Zone 0 (Korea) / Validity : None Ex ia G Zone 0 (North America) / Validity : None Ex ia G Zone 0 (United Kingdom) / Validity : None Ex nA G Zone 2 (Europa) / Validity : None Ex nA G Zone 2 (International) / Validity : None Ex nA G Zone 2 (United Kingdom) / Validity : None Ex ia G Zone 0 (Europa) / Validity : None Ex ia G Zone 0 (International) / Validity : None Ex ia G Zone 0 (Korea) / Validity : None Ex ia G Zone 0 (North America) / Validity : None Ex ia G Zone 0 (United Kingdom) / Validity : None Ex nA G Zone 2 (Europa) / Validity : None Ex nA G Zone 2 (International) / Validity : None Ex nA G Zone 2 (United Kingdom) / Validity : None Ex ia G Zone 0 (Europa) / Validity : None Ex ia G Zone 0 (International) / Validity : None Ex ia G Zone 0 (Korea) / Validity : None Ex ia G Zone 0 (North America) / Validity : None Ex ia G Zone 0 (United Kingdom) / Validity : None Ex nA G Zone 2 (Europa) / Validity : None Ex nA G Zone 2 (International) / Validity : None Ex nA G Zone 2 (United Kingdom) / Validity : None Ex ia G Zone 0 (Europa) / Validity : None Ex ia G Zone 0 (International) / Validity : None Ex ia G Zone 0 (Korea) / Validity : None Ex ia G Zone 0 (North America) / Validity : None Ex ia G Zone 0 (United Kingdom) / Validity : None Ex nA G Zone 2 (Europa) / Validity : None Ex nA G Zone 2 (International) / Validity : None Ex nA G Zone 2 (United Kingdom) / Validity : None Ex ia G Zone 0 (Europa) / Validity : None Ex ia G Zone 0 (International) / Validity : None Ex ia G Zone 0 (Korea) / Validity : None Ex ia G Zone 0 (North America) / Validity : None Ex ia G Zone 0 (United Kingdom) / Validity : None Ex nA G Zone 2 (Europa) / Validity : None Ex nA G Zone 2 (International) / Validity : None Ex nA G Zone 2 (United Kingdom) / Validity : None Ex ia G Zone 0 (Europa) / Validity : None Ex ia G Zone 0 (International) / Validity : None Ex ia G Zone 0 (Korea) / Validity : None Ex ia G Zone 0 (North America) / Validity : None Ex ia G Zone 0 (United Kingdom) / Validity : None Ex nA G Zone 2 (Europa) / Validity : None Ex nA G Zone 2 (International) / Validity : None Ex nA G Zone 2 (United Kingdom) / Validity : None Ex ia G Zone 0 (Europa) / Validity : None Ex ia G Zone 0 (International) / Validity : None Ex ia G Zone 0 (Korea) / Validity : None Ex ia G Zone 0 (North America) / Validity : None Ex ia G Zone 0 (United Kingdom) / Validity : None Ex nA G Zone 2 (Europa) / Validity : None Ex nA G Zone 2 (International) / Validity : None Ex nA G Zone 2 (United Kingdom) / Validity : None Ex ia G Zone 0 (Europa) / Validity : None Ex ia G Zone 0 (International) / Validity : None Ex ia G Zone 0 (Korea) / Validity : None Ex ia G Zone 0 (North America) / Validity : None Ex ia G Zone 0 (United Kingdom) / Validity : None Ex nA G Zone 2 (Europa) / Validity : None Ex nA G Zone 2 (International) / Validity : None Ex nA G Zone 2 (United Kingdom) / Validity : None Ex ia G Zone 0 (Europa) / Validity : None Ex ia G Zone 0 (International) / Validity : None Ex ia G Zone 0 (Korea) / Validity : None Ex ia G Zone 0 (North America) / Validity : None Ex ia G Zone 0 (United Kingdom) / Validity : None Ex nA G Zone 2 (Europa) / Validity : None Ex nA G Zone 2 (International) / Validity : None Ex nA G Zone 2 (United Kingdom) / Validity : None Ex ia G Zone 0 (Europa) / Validity : None Ex ia G Zone 0 (International) / Validity : None Ex ia G Zone 0 (Korea) / Validity : None Ex ia G Zone 0 (North America) / Validity : None Ex ia G Zone 0 (United Kingdom) / Validity : None Ex nA G Zone 2 (Europa) / Validity : None Ex nA G Zone 2 (International) / Validity : None Ex nA G Zone 2 (United Kingdom) / Validity : None Ex ia G Zone 0 (Europa) / Validity : None Ex ia G Zone 0 (International) / Validity : None Ex ia G Zone 0 (Korea) / Validity : None Ex ia G Zone 0 (North America) / Validity : None Ex ia G Zone 0 (United Kingdom) / Validity : None Ex nA G Zone 2 (Europa) / Validity : None Ex nA G Zone 2 (International) / Validity : None Ex nA G Zone 2 (United Kingdom) / Validity : None Ex ia G Zone 0 (Europa) / Validity : None Ex ia G Zone 0 (International) / Validity : None Ex ia G Zone 0 (Korea) / Validity : None Ex ia G Zone 0 (North America) / Validity : None Ex ia G Zone 0 (United Kingdom) / Validity : None Ex nA G Zone 2 (Europa) / Validity : None Ex nA G Zone 2 (International) / Validity : None Ex nA G Zone 2 (United Kingdom) / Validity : None Ex ia G Zone 0 (Europa) / Validity : None Ex ia G Zone 0 (International) / Validity : None Ex ia G Zone 0 (North America) / Validity : None Ex ia G Zone 0 (United Kingdom) / Validity : None Ex nA G Zone 2 (Europa) / Validity : None Ex nA G Zone 2 (International) / Validity : None Ex nA G Zone 2 (United Kingdom) / Validity : None Ex ia G Zone 0 (Europa) / Validity : None Ex ia G Zone 0 (International) / Validity : None Ex ia G Zone 0 (North America) / Validity : None Ex ia G Zone 0 (United Kingdom) / Validity : None Ex nA G Zone 2 (Europa) / Validity : None Ex nA G Zone 2 (International) / Validity : None Ex nA G Zone 2 (United Kingdom) / Validity : None Ex ia G Zone 0 (Europa) / Validity : None Ex ia G Zone 0 (International) / Validity : None Ex ia G Zone 0 (North America) / Validity : None Ex ia G Zone 0 (United Kingdom) / Validity : None Ex nA G Zone 2 (Europa) / Validity : None Ex nA G Zone 2 (International) / Validity : None Ex nA G Zone 2 (United Kingdom) / Validity : None Ex ia G Zone 0 (Europa) / Validity : None Ex ia G Zone 0 (International) / Validity : None Ex ia G Zone 0 (Korea) / Validity : None Ex ia G Zone 0 (North America) / Validity : None Ex ia G Zone 0 (United Kingdom) / Validity : None Ex nA G Zone 2 (Europa) / Validity : None Ex nA G Zone 2 (International) / Validity : None Ex nA G Zone 2 (United Kingdom) / Validity : None Ex ia G Zone 0 (Europa) / Validity : None Ex ia G Zone 0 (International) / Validity : None Ex ia G Zone 0 (North America) / Validity : None Ex ia G Zone 0 (Russia, Belarus, Kyrgyzstan, Armenia, Kazakhstan) / Validity : 18.02.2026 Ex nA G Zone 2 (Europa) / Validity : None Ex nA G Zone 2 (International) / Validity : None Ex nA G Zone 2 (North America) / Validity : None Ex nA G Zone 2 (Russia, Belarus, Kyrgyzstan, Armenia, Kazakhstan) / Validity : 18.02.2026 | No | No | .
143-512-000-11x | 143-512-000-111 | DocManager | CP512-111 Piezoelectric Dynamic Pressure Sensor | CP512-111 | GaPO4 pressure sensor, matching IPC 704_511, -70°C to 560°C, 90 pC/bar, nominal pressure 0 to 50 bar, maximal pressure 100 bar, 0.49 m integral MI cable, Lemo type 0 connector, Ex approved | . | 90pC/bar | -70 | 560 | 2 | 10000 | LEMO type 0 | CPxxx, IPC707, GSI127, EC153, MA Seal, ABAxxx, JB105, JB116 | . |  |  |  | . | Switzerland | 90262000 |  |  | . | Dynamic Pressure Sensors | Dynamic pressure sensors (CP) | . | Ex ia G Zone 0 (Europa) / Validity : None Ex ia G Zone 0 (International) / Validity : None Ex ia G Zone 0 (Korea) / Validity : None Ex ia G Zone 0 (North America) / Validity : None Ex ia G Zone 0 (United Kingdom) / Validity : None Ex nA G Zone 2 (Europa) / Validity : None Ex nA G Zone 2 (International) / Validity : None Ex nA G Zone 2 (United Kingdom) / Validity : None Ex ia G Zone 0 (Europa) / Validity : None Ex ia G Zone 0 (International) / Validity : None Ex ia G Zone 0 (Korea) / Validity : None Ex ia G Zone 0 (North America) / Validity : None Ex ia G Zone 0 (United Kingdom) / Validity : None Ex nA G Zone 2 (Europa) / Validity : None Ex nA G Zone 2 (International) / Validity : None Ex nA G Zone 2 (United Kingdom) / Validity : None Ex ia G Zone 0 (Europa) / Validity : None Ex ia G Zone 0 (International) / Validity : None Ex ia G Zone 0 (Korea) / Validity : None Ex ia G Zone 0 (North America) / Validity : None Ex ia G Zone 0 (United Kingdom) / Validity : None Ex nA G Zone 2 (Europa) / Validity : None Ex nA G Zone 2 (International) / Validity : None Ex nA G Zone 2 (United Kingdom) / Validity : None Ex ia G Zone 0 (Europa) / Validity : None Ex ia G Zone 0 (International) / Validity : None Ex ia G Zone 0 (Korea) / Validity : None Ex ia G Zone 0 (North America) / Validity : None Ex ia G Zone 0 (United Kingdom) / Validity : None Ex nA G Zone 2 (Europa) / Validity : None Ex nA G Zone 2 (International) / Validity : None Ex nA G Zone 2 (United Kingdom) / Validity : None Ex ia G Zone 0 (Europa) / Validity : None Ex ia G Zone 0 (International) / Validity : None Ex ia G Zone 0 (Korea) / Validity : None Ex ia G Zone 0 (North America) / Validity : None Ex ia G Zone 0 (United Kingdom) / Validity : None Ex nA G Zone 2 (Europa) / Validity : None Ex nA G Zone 2 (International) / Validity : None Ex nA G Zone 2 (United Kingdom) / Validity : None Ex ia G Zone 0 (Europa) / Validity : None Ex ia G Zone 0 (International) / Validity : None Ex ia G Zone 0 (Korea) / Validity : None Ex ia G Zone 0 (North America) / Validity : None Ex ia G Zone 0 (United Kingdom) / Validity : None Ex nA G Zone 2 (Europa) / Validity : None Ex nA G Zone 2 (International) / Validity : None Ex nA G Zone 2 (United Kingdom) / Validity : None Ex ia G Zone 0 (Europa) / Validity : None Ex ia G Zone 0 (International) / Validity : None Ex ia G Zone 0 (Korea) / Validity : None Ex ia G Zone 0 (North America) / Validity : None Ex ia G Zone 0 (United Kingdom) / Validity : None Ex nA G Zone 2 (Europa) / Validity : None Ex nA G Zone 2 (International) / Validity : None Ex nA G Zone 2 (United Kingdom) / Validity : None Ex ia G Zone 0 (Europa) / Validity : None Ex ia G Zone 0 (International) / Validity : None Ex ia G Zone 0 (Korea) / Validity : None Ex ia G Zone 0 (North America) / Validity : None Ex ia G Zone 0 (United Kingdom) / Validity : None Ex nA G Zone 2 (Europa) / Validity : None Ex nA G Zone 2 (International) / Validity : None Ex nA G Zone 2 (United Kingdom) / Validity : None Ex ia G Zone 0 (Europa) / Validity : None Ex ia G Zone 0 (International) / Validity : None Ex ia G Zone 0 (Korea) / Validity : None Ex ia G Zone 0 (North America) / Validity : None Ex ia G Zone 0 (United Kingdom) / Validity : None Ex nA G Zone 2 (Europa) / Validity : None Ex nA G Zone 2 (International) / Validity : None Ex nA G Zone 2 (United Kingdom) / Validity : None Ex ia G Zone 0 (Europa) / Validity : None Ex ia G Zone 0 (International) / Validity : None Ex ia G Zone 0 (Korea) / Validity : None Ex ia G Zone 0 (North America) / Validity : None Ex ia G Zone 0 (United Kingdom) / Validity : None Ex nA G Zone 2 (Europa) / Validity : None Ex nA G Zone 2 (International) / Validity : None Ex nA G Zone 2 (United Kingdom) / Validity : None Ex ia G Zone 0 (Europa) / Validity : None Ex ia G Zone 0 (International) / Validity : None Ex ia G Zone 0 (Korea) / Validity : None Ex ia G Zone 0 (North America) / Validity : None Ex ia G Zone 0 (United Kingdom) / Validity : None Ex nA G Zone 2 (Europa) / Validity : None Ex nA G Zone 2 (International) / Validity : None Ex nA G Zone 2 (United Kingdom) / Validity : None Ex ia G Zone 0 (Europa) / Validity : None Ex ia G Zone 0 (International) / Validity : None Ex ia G Zone 0 (Korea) / Validity : None Ex ia G Zone 0 (North America) / Validity : None Ex ia G Zone 0 (United Kingdom) / Validity : None Ex nA G Zone 2 (Europa) / Validity : None Ex nA G Zone 2 (International) / Validity : None Ex nA G Zone 2 (United Kingdom) / Validity : None Ex ia G Zone 0 (Europa) / Validity : None Ex ia G Zone 0 (International) / Validity : None Ex ia G Zone 0 (Korea) / Validity : None Ex ia G Zone 0 (North America) / Validity : None Ex ia G Zone 0 (United Kingdom) / Validity : None Ex nA G Zone 2 (Europa) / Validity : None Ex nA G Zone 2 (International) / Validity : None Ex nA G Zone 2 (United Kingdom) / Validity : None Ex ia G Zone 0 (Europa) / Validity : None Ex ia G Zone 0 (International) / Validity : None Ex ia G Zone 0 (Korea) / Validity : None Ex ia G Zone 0 (North America) / Validity : None Ex ia G Zone 0 (United Kingdom) / Validity : None Ex nA G Zone 2 (Europa) / Validity : None Ex nA G Zone 2 (International) / Validity : None Ex nA G Zone 2 (United Kingdom) / Validity : None Ex ia G Zone 0 (Europa) / Validity : None Ex ia G Zone 0 (International) / Validity : None Ex ia G Zone 0 (Korea) / Validity : None Ex ia G Zone 0 (North America) / Validity : None Ex ia G Zone 0 (United Kingdom) / Validity : None Ex nA G Zone 2 (Europa) / Validity : None Ex nA G Zone 2 (International) / Validity : None Ex nA G Zone 2 (United Kingdom) / Validity : None Ex ia G Zone 0 (Europa) / Validity : None Ex ia G Zone 0 (International) / Validity : None Ex ia G Zone 0 (Korea) / Validity : None Ex ia G Zone 0 (North America) / Validity : None Ex ia G Zone 0 (United Kingdom) / Validity : None Ex nA G Zone 2 (Europa) / Validity : None Ex nA G Zone 2 (International) / Validity : None Ex nA G Zone 2 (United Kingdom) / Validity : None Ex ia G Zone 0 (Europa) / Validity : None Ex ia G Zone 0 (International) / Validity : None Ex ia G Zone 0 (Korea) / Validity : None Ex ia G Zone 0 (North America) / Validity : None Ex ia G Zone 0 (United Kingdom) / Validity : None Ex nA G Zone 2 (Europa) / Validity : None Ex nA G Zone 2 (International) / Validity : None Ex nA G Zone 2 (United Kingdom) / Validity : None Ex ia G Zone 0 (Europa) / Validity : None Ex ia G Zone 0 (International) / Validity : None Ex ia G Zone 0 (Korea) / Validity : None Ex ia G Zone 0 (North America) / Validity : None Ex ia G Zone 0 (United Kingdom) / Validity : None Ex nA G Zone 2 (Europa) / Validity : None Ex nA G Zone 2 (International) / Validity : None Ex nA G Zone 2 (United Kingdom) / Validity : None Ex ia G Zone 0 (Europa) / Validity : None Ex ia G Zone 0 (International) / Validity : None Ex ia G Zone 0 (Korea) / Validity : None Ex ia G Zone 0 (North America) / Validity : None Ex ia G Zone 0 (United Kingdom) / Validity : None Ex nA G Zone 2 (Europa) / Validity : None Ex nA G Zone 2 (International) / Validity : None Ex nA G Zone 2 (United Kingdom) / Validity : None Ex ia G Zone 0 (Europa) / Validity : None Ex ia G Zone 0 (International) / Validity : None Ex ia G Zone 0 (Korea) / Validity : None Ex ia G Zone 0 (North America) / Validity : None Ex ia G Zone 0 (United Kingdom) / Validity : None Ex nA G Zone 2 (Europa) / Validity : None Ex nA G Zone 2 (International) / Validity : None Ex nA G Zone 2 (United Kingdom) / Validity : None Ex ia G Zone 0 (Europa) / Validity : None Ex ia G Zone 0 (International) / Validity : None Ex ia G Zone 0 (Korea) / Validity : None Ex ia G Zone 0 (North America) / Validity : None Ex ia G Zone 0 (United Kingdom) / Validity : None Ex nA G Zone 2 (Europa) / Validity : None Ex nA G Zone 2 (International) / Validity : None Ex nA G Zone 2 (United Kingdom) / Validity : None Ex ia G Zone 0 (Europa) / Validity : None Ex ia G Zone 0 (International) / Validity : None Ex ia G Zone 0 (Korea) / Validity : None Ex ia G Zone 0 (North America) / Validity : None Ex ia G Zone 0 (United Kingdom) / Validity : None Ex nA G Zone 2 (Europa) / Validity : None Ex nA G Zone 2 (International) / Validity : None Ex nA G Zone 2 (United Kingdom) / Validity : None Ex ia G Zone 0 (Europa) / Validity : None Ex ia G Zone 0 (International) / Validity : None Ex ia G Zone 0 (Korea) / Validity : None Ex ia G Zone 0 (North America) / Validity : None Ex ia G Zone 0 (United Kingdom) / Validity : None Ex nA G Zone 2 (Europa) / Validity : None Ex nA G Zone 2 (International) / Validity : None Ex nA G Zone 2 (United Kingdom) / Validity : None Ex ia G Zone 0 (Europa) / Validity : None Ex ia G Zone 0 (International) / Validity : None Ex ia G Zone 0 (Korea) / Validity : None Ex ia G Zone 0 (North America) / Validity : None Ex ia G Zone 0 (United Kingdom) / Validity : None Ex nA G Zone 2 (Europa) / Validity : None Ex nA G Zone 2 (International) / Validity : None Ex nA G Zone 2 (United Kingdom) / Validity : None Ex ia G Zone 0 (Europa) / Validity : None Ex ia G Zone 0 (International) / Validity : None Ex ia G Zone 0 (Korea) / Validity : None Ex ia G Zone 0 (North America) / Validity : None Ex ia G Zone 0 (United Kingdom) / Validity : None Ex nA G Zone 2 (Europa) / Validity : None Ex nA G Zone 2 (International) / Validity : None Ex nA G Zone 2 (United Kingdom) / Validity : None Ex ia G Zone 0 (Europa) / Validity : None Ex ia G Zone 0 (International) / Validity : None Ex ia G Zone 0 (North America) / Validity : None Ex ia G Zone 0 (United Kingdom) / Validity : None Ex nA G Zone 2 (Europa) / Validity : None Ex nA G Zone 2 (International) / Validity : None Ex nA G Zone 2 (United Kingdom) / Validity : None Ex ia G Zone 0 (Europa) / Validity : None Ex ia G Zone 0 (International) / Validity : None Ex ia G Zone 0 (North America) / Validity : None Ex ia G Zone 0 (United Kingdom) / Validity : None Ex nA G Zone 2 (Europa) / Validity : None Ex nA G Zone 2 (International) / Validity : None Ex nA G Zone 2 (United Kingdom) / Validity : None Ex ia G Zone 0 (Europa) / Validity : None Ex ia G Zone 0 (International) / Validity : None Ex ia G Zone 0 (North America) / Validity : None Ex ia G Zone 0 (United Kingdom) / Validity : None Ex nA G Zone 2 (Europa) / Validity : None Ex nA G Zone 2 (International) / Validity : None Ex nA G Zone 2 (United Kingdom) / Validity : None Ex ia G Zone 0 (Europa) / Validity : None Ex ia G Zone 0 (International) / Validity : None Ex ia G Zone 0 (North America) / Validity : None Ex ia G Zone 0 (United Kingdom) / Validity : None Ex nA G Zone 2 (Europa) / Validity : None Ex nA G Zone 2 (International) / Validity : None Ex nA G Zone 2 (United Kingdom) / Validity : None Ex ia G Zone 0 (Europa) / Validity : None Ex ia G Zone 0 (International) / Validity : None Ex ia G Zone 0 (Korea) / Validity : None Ex ia G Zone 0 (North America) / Validity : None Ex ia G Zone 0 (United Kingdom) / Validity : None Ex nA G Zone 2 (Europa) / Validity : None Ex nA G Zone 2 (International) / Validity : None Ex nA G Zone 2 (United Kingdom) / Validity : None Ex ia G Zone 0 (Europa) / Validity : None Ex ia G Zone 0 (International) / Validity : None Ex ia G Zone 0 (Korea) / Validity : None Ex ia G Zone 0 (North America) / Validity : None Ex ia G Zone 0 (United Kingdom) / Validity : None Ex nA G Zone 2 (Europa) / Validity : None Ex nA G Zone 2 (International) / Validity : None Ex nA G Zone 2 (United Kingdom) / Validity : None Ex ia G Zone 0 (Europa) / Validity : None Ex ia G Zone 0 (International) / Validity : None Ex ia G Zone 0 (Korea) / Validity : None Ex ia G Zone 0 (North America) / Validity : None Ex ia G Zone 0 (United Kingdom) / Validity : None Ex nA G Zone 2 (Europa) / Validity : None Ex nA G Zone 2 (International) / Validity : None Ex nA G Zone 2 (United Kingdom) / Validity : None Ex ia G Zone 0 (Europa) / Validity : None Ex ia G Zone 0 (International) / Validity : None Ex ia G Zone 0 (Korea) / Validity : None Ex ia G Zone 0 (North America) / Validity : None Ex ia G Zone 0 (United Kingdom) / Validity : None Ex nA G Zone 2 (Europa) / Validity : None Ex nA G Zone 2 (International) / Validity : None Ex nA G Zone 2 (United Kingdom) / Validity : None Ex ia G Zone 0 (Europa) / Validity : None Ex ia G Zone 0 (International) / Validity : None Ex ia G Zone 0 (Korea) / Validity : None Ex ia G Zone 0 (North America) / Validity : None Ex ia G Zone 0 (United Kingdom) / Validity : None Ex nA G Zone 2 (Europa) / Validity : None Ex nA G Zone 2 (International) / Validity : None Ex nA G Zone 2 (United Kingdom) / Validity : None Ex ia G Zone 0 (Europa) / Validity : None Ex ia G Zone 0 (International) / Validity : None Ex ia G Zone 0 (Korea) / Validity : None Ex ia G Zone 0 (North America) / Validity : None Ex ia G Zone 0 (United Kingdom) / Validity : None Ex ib G Zone 1 (Japan) / Validity : 22.08.2025 Ex nA G Zone 2 (Europa) / Validity : None Ex nA G Zone 2 (International) / Validity : None Ex nA G Zone 2 (United Kingdom) / Validity : None Ex ia G Zone 0 (Europa) / Validity : None Ex ia G Zone 0 (International) / Validity : None Ex ia G Zone 0 (Korea) / Validity : None Ex ia G Zone 0 (North America) / Validity : None Ex ia G Zone 0 (United Kingdom) / Validity : None Ex nA G Zone 2 (Europa) / Validity : None Ex nA G Zone 2 (International) / Validity : None Ex nA G Zone 2 (United Kingdom) / Validity : None Ex ia G Zone 0 (Europa) / Validity : None Ex ia G Zone 0 (International) / Validity : None Ex ia G Zone 0 (Korea) / Validity : None Ex ia G Zone 0 (North America) / Validity : None Ex ia G Zone 0 (United Kingdom) / Validity : None Ex nA G Zone 2 (Europa) / Validity : None Ex nA G Zone 2 (International) / Validity : None Ex nA G Zone 2 (United Kingdom) / Validity : None Ex ia G Zone 0 (Europa) / Validity : None Ex ia G Zone 0 (International) / Validity : None Ex ia G Zone 0 (Korea) / Validity : None Ex ia G Zone 0 (North America) / Validity : None Ex ia G Zone 0 (United Kingdom) / Validity : None Ex ib G Zone 1 (Japan) / Validity : 24.05.2024 Ex nA G Zone 2 (Europa) / Validity : None Ex nA G Zone 2 (International) / Validity : None Ex nA G Zone 2 (United Kingdom) / Validity : None Ex ia G Zone 0 (Europa) / Validity : None Ex ia G Zone 0 (International) / Validity : None Ex ia G Zone 0 (Korea) / Validity : None Ex ia G Zone 0 (North America) / Validity : None Ex ia G Zone 0 (United Kingdom) / Validity : None Ex nA G Zone 2 (Europa) / Validity : None Ex nA G Zone 2 (International) / Validity : None Ex nA G Zone 2 (United Kingdom) / Validity : None Ex ia G Zone 0 (Europa) / Validity : None Ex ia G Zone 0 (International) / Validity : None Ex ia G Zone 0 (Korea) / Validity : None Ex ia G Zone 0 (North America) / Validity : None Ex ia G Zone 0 (United Kingdom) / Validity : None Ex nA G Zone 2 (Europa) / Validity : None Ex nA G Zone 2 (International) / Validity : None Ex nA G Zone 2 (United Kingdom) / Validity : None Ex ia G Zone 0 (Europa) / Validity : None Ex ia G Zone 0 (International) / Validity : None Ex ia G Zone 0 (Korea) / Validity : None Ex ia G Zone 0 (North America) / Validity : None Ex ia G Zone 0 (United Kingdom) / Validity : None Ex nA G Zone 2 (Europa) / Validity : None Ex nA G Zone 2 (International) / Validity : None Ex nA G Zone 2 (United Kingdom) / Validity : None Ex ia G Zone 0 (Europa) / Validity : None Ex ia G Zone 0 (International) / Validity : None Ex ia G Zone 0 (Korea) / Validity : None Ex ia G Zone 0 (North America) / Validity : None Ex ia G Zone 0 (United Kingdom) / Validity : None Ex nA G Zone 2 (Europa) / Validity : None Ex nA G Zone 2 (International) / Validity : None Ex nA G Zone 2 (United Kingdom) / Validity : None Ex ia G Zone 0 (Europa) / Validity : None Ex ia G Zone 0 (International) / Validity : None Ex ia G Zone 0 (Korea) / Validity : None Ex ia G Zone 0 (North America) / Validity : None Ex ia G Zone 0 (United Kingdom) / Validity : None Ex nA G Zone 2 (Europa) / Validity : None Ex nA G Zone 2 (International) / Validity : None Ex nA G Zone 2 (United Kingdom) / Validity : None Ex ia G Zone 0 (Europa) / Validity : None Ex ia G Zone 0 (International) / Validity : None Ex ia G Zone 0 (Korea) / Validity : None Ex ia G Zone 0 (North America) / Validity : None Ex ia G Zone 0 (United Kingdom) / Validity : None Ex nA G Zone 2 (Europa) / Validity : None Ex nA G Zone 2 (International) / Validity : None Ex nA G Zone 2 (United Kingdom) / Validity : None Ex ia G Zone 0 (Europa) / Validity : None Ex ia G Zone 0 (International) / Validity : None Ex ia G Zone 0 (Korea) / Validity : None Ex ia G Zone 0 (North America) / Validity : None Ex ia G Zone 0 (United Kingdom) / Validity : None Ex nA G Zone 2 (Europa) / Validity : None Ex nA G Zone 2 (International) / Validity : None Ex nA G Zone 2 (United Kingdom) / Validity : None Ex ia G Zone 0 (Europa) / Validity : None Ex ia G Zone 0 (International) / Validity : None Ex ia G Zone 0 (Korea) / Validity : None Ex ia G Zone 0 (North America) / Validity : None Ex ia G Zone 0 (United Kingdom) / Validity : None Ex nA G Zone 2 (Europa) / Validity : None Ex nA G Zone 2 (International) / Validity : None Ex nA G Zone 2 (United Kingdom) / Validity : None Ex ia G Zone 0 (Europa) / Validity : None Ex ia G Zone 0 (International) / Validity : None Ex ia G Zone 0 (Korea) / Validity : None Ex ia G Zone 0 (North America) / Validity : None Ex ia G Zone 0 (United Kingdom) / Validity : None Ex nA G Zone 2 (Europa) / Validity : None Ex nA G Zone 2 (International) / Validity : None Ex nA G Zone 2 (United Kingdom) / Validity : None Ex ia G Zone 0 (Europa) / Validity : None Ex ia G Zone 0 (International) / Validity : None Ex ia G Zone 0 (Korea) / Validity : None Ex ia G Zone 0 (North America) / Validity : None Ex ia G Zone 0 (United Kingdom) / Validity : None Ex nA G Zone 2 (Europa) / Validity : None Ex nA G Zone 2 (International) / Validity : None Ex nA G Zone 2 (United Kingdom) / Validity : None Ex ia G Zone 0 (Europa) / Validity : None Ex ia G Zone 0 (International) / Validity : None Ex ia G Zone 0 (Korea) / Validity : None Ex ia G Zone 0 (North America) / Validity : None Ex ia G Zone 0 (United Kingdom) / Validity : None Ex nA G Zone 2 (Europa) / Validity : None Ex nA G Zone 2 (International) / Validity : None Ex nA G Zone 2 (United Kingdom) / Validity : None Ex ia G Zone 0 (Europa) / Validity : None Ex ia G Zone 0 (International) / Validity : None Ex ia G Zone 0 (Korea) / Validity : None Ex ia G Zone 0 (North America) / Validity : None Ex ia G Zone 0 (United Kingdom) / Validity : None Ex nA G Zone 2 (Europa) / Validity : None Ex nA G Zone 2 (International) / Validity : None Ex nA G Zone 2 (United Kingdom) / Validity : None Ex ia G Zone 0 (Europa) / Validity : None Ex ia G Zone 0 (International) / Validity : None Ex ia G Zone 0 (Korea) / Validity : None Ex ia G Zone 0 (North America) / Validity : None Ex ia G Zone 0 (United Kingdom) / Validity : None Ex nA G Zone 2 (Europa) / Validity : None Ex nA G Zone 2 (International) / Validity : None Ex nA G Zone 2 (United Kingdom) / Validity : None Ex ia G Zone 0 (Europa) / Validity : None Ex ia G Zone 0 (International) / Validity : None Ex ia G Zone 0 (Korea) / Validity : None Ex ia G Zone 0 (North America) / Validity : None Ex ia G Zone 0 (United Kingdom) / Validity : None Ex nA G Zone 2 (Europa) / Validity : None Ex nA G Zone 2 (International) / Validity : None Ex nA G Zone 2 (United Kingdom) / Validity : None Ex ia G Zone 0 (Europa) / Validity : None Ex ia G Zone 0 (International) / Validity : None Ex ia G Zone 0 (Korea) / Validity : None Ex ia G Zone 0 (North America) / Validity : None Ex ia G Zone 0 (United Kingdom) / Validity : None Ex nA G Zone 2 (Europa) / Validity : None Ex nA G Zone 2 (International) / Validity : None Ex nA G Zone 2 (United Kingdom) / Validity : None Ex ia G Zone 0 (Europa) / Validity : None Ex ia G Zone 0 (International) / Validity : None Ex ia G Zone 0 (Korea) / Validity : None Ex ia G Zone 0 (North America) / Validity : None Ex ia G Zone 0 (United Kingdom) / Validity : None Ex nA G Zone 2 (Europa) / Validity : None Ex nA G Zone 2 (International) / Validity : None Ex nA G Zone 2 (United Kingdom) / Validity : None Ex ia G Zone 0 (Europa) / Validity : None Ex ia G Zone 0 (International) / Validity : None Ex ia G Zone 0 (Korea) / Validity : None Ex ia G Zone 0 (North America) / Validity : None Ex ia G Zone 0 (United Kingdom) / Validity : None Ex nA G Zone 2 (Europa) / Validity : None Ex nA G Zone 2 (International) / Validity : None Ex nA G Zone 2 (United Kingdom) / Validity : None Ex ia G Zone 0 (Europa) / Validity : None Ex ia G Zone 0 (International) / Validity : None Ex ia G Zone 0 (Korea) / Validity : None Ex ia G Zone 0 (North America) / Validity : None Ex ia G Zone 0 (United Kingdom) / Validity : None Ex nA G Zone 2 (Europa) / Validity : None Ex nA G Zone 2 (International) / Validity : None Ex nA G Zone 2 (United Kingdom) / Validity : None Ex ia G Zone 0 (Europa) / Validity : None Ex ia G Zone 0 (International) / Validity : None Ex ia G Zone 0 (North America) / Validity : None Ex ia G Zone 0 (United Kingdom) / Validity : None Ex nA G Zone 2 (Europa) / Validity : None Ex nA G Zone 2 (International) / Validity : None Ex nA G Zone 2 (United Kingdom) / Validity : None Ex ia G Zone 0 (Europa) / Validity : None Ex ia G Zone 0 (International) / Validity : None Ex ia G Zone 0 (North America) / Validity : None Ex ia G Zone 0 (United Kingdom) / Validity : None Ex nA G Zone 2 (Europa) / Validity : None Ex nA G Zone 2 (International) / Validity : None Ex nA G Zone 2 (United Kingdom) / Validity : None Ex ia G Zone 0 (Europa) / Validity : None Ex ia G Zone 0 (International) / Validity : None Ex ia G Zone 0 (North America) / Validity : None Ex ia G Zone 0 (United Kingdom) / Validity : None Ex nA G Zone 2 (Europa) / Validity : None Ex nA G Zone 2 (International) / Validity : None Ex nA G Zone 2 (United Kingdom) / Validity : None Ex ia G Zone 0 (Europa) / Validity : None Ex ia G Zone 0 (International) / Validity : None Ex ia G Zone 0 (Korea) / Validity : None Ex ia G Zone 0 (North America) / Validity : None Ex ia G Zone 0 (United Kingdom) / Validity : None Ex nA G Zone 2 (Europa) / Validity : None Ex nA G Zone 2 (International) / Validity : None Ex nA G Zone 2 (United Kingdom) / Validity : None Ex ia G Zone 0 (Europa) / Validity : None Ex ia G Zone 0 (International) / Validity : None Ex ia G Zone 0 (North America) / Validity : None Ex ia G Zone 0 (Russia, Belarus, Kyrgyzstan, Armenia, Kazakhstan) / Validity : 18.02.2026 Ex nA G Zone 2 (Europa) / Validity : None Ex nA G Zone 2 (International) / Validity : None Ex nA G Zone 2 (North America) / Validity : None Ex nA G Zone 2 (Russia, Belarus, Kyrgyzstan, Armenia, Kazakhstan) / Validity : 18.02.2026 | No | No | .
143-515-000-11x | 143-515-000-111 | DocManager | CP515-111 Piezoelectric Dynamic Pressure Sensor | CP515-111 | GaPO4 pressure sensor, matching IPC 704_511, -70°C to 560°C, 90 pC/bar, nominal pressure 0 to 50 bar, maximal pressure 100 bar, 5 m integral MI cable with overbraid, VM 7/16" high temp connector, Ex approved | . | 90pC/bar | -70 | 560 | 2 | 10000 | 7/16"-27UNS-2A | CPxxx, IPC707, GSI127, EC069, EC112, EC119, EC222, MA Seal, CG505, ABAxxx, JB105, JB116 | . |  |  |  | . | Austria | 90262000 | 0.89 |  | . | Dynamic Pressure Sensors | Dynamic pressure sensors (CP) | . | Ex ia G Zone 0 (Europa) / Validity : None Ex ia G Zone 0 (International) / Validity : None Ex ia G Zone 0 (Korea) / Validity : None Ex ia G Zone 0 (North America) / Validity : None Ex ia G Zone 0 (United Kingdom) / Validity : None Ex nA G Zone 2 (Europa) / Validity : None Ex nA G Zone 2 (International) / Validity : None Ex nA G Zone 2 (United Kingdom) / Validity : None Ex ia G Zone 0 (Europa) / Validity : None Ex ia G Zone 0 (International) / Validity : None Ex ia G Zone 0 (Korea) / Validity : None Ex ia G Zone 0 (North America) / Validity : None Ex ia G Zone 0 (United Kingdom) / Validity : None Ex nA G Zone 2 (Europa) / Validity : None Ex nA G Zone 2 (International) / Validity : None Ex nA G Zone 2 (United Kingdom) / Validity : None Ex ia G Zone 0 (Europa) / Validity : None Ex ia G Zone 0 (International) / Validity : None Ex ia G Zone 0 (Korea) / Validity : None Ex ia G Zone 0 (North America) / Validity : None Ex ia G Zone 0 (United Kingdom) / Validity : None Ex nA G Zone 2 (Europa) / Validity : None Ex nA G Zone 2 (International) / Validity : None Ex nA G Zone 2 (United Kingdom) / Validity : None Ex ia G Zone 0 (Europa) / Validity : None Ex ia G Zone 0 (International) / Validity : None Ex ia G Zone 0 (Korea) / Validity : None Ex ia G Zone 0 (North America) / Validity : None Ex ia G Zone 0 (United Kingdom) / Validity : None Ex nA G Zone 2 (Europa) / Validity : None Ex nA G Zone 2 (International) / Validity : None Ex nA G Zone 2 (United Kingdom) / Validity : None Ex ia G Zone 0 (Europa) / Validity : None Ex ia G Zone 0 (International) / Validity : None Ex ia G Zone 0 (Korea) / Validity : None Ex ia G Zone 0 (North America) / Validity : None Ex ia G Zone 0 (United Kingdom) / Validity : None Ex nA G Zone 2 (Europa) / Validity : None Ex nA G Zone 2 (International) / Validity : None Ex nA G Zone 2 (United Kingdom) / Validity : None Ex ia G Zone 0 (Europa) / Validity : None Ex ia G Zone 0 (International) / Validity : None Ex ia G Zone 0 (Korea) / Validity : None Ex ia G Zone 0 (North America) / Validity : None Ex ia G Zone 0 (United Kingdom) / Validity : None Ex nA G Zone 2 (Europa) / Validity : None Ex nA G Zone 2 (International) / Validity : None Ex nA G Zone 2 (United Kingdom) / Validity : None Ex ia G Zone 0 (Europa) / Validity : None Ex ia G Zone 0 (International) / Validity : None Ex ia G Zone 0 (Korea) / Validity : None Ex ia G Zone 0 (North America) / Validity : None Ex ia G Zone 0 (United Kingdom) / Validity : None Ex nA G Zone 2 (Europa) / Validity : None Ex nA G Zone 2 (International) / Validity : None Ex nA G Zone 2 (United Kingdom) / Validity : None Ex ia G Zone 0 (Europa) / Validity : None Ex ia G Zone 0 (International) / Validity : None Ex ia G Zone 0 (Korea) / Validity : None Ex ia G Zone 0 (North America) / Validity : None Ex ia G Zone 0 (United Kingdom) / Validity : None Ex nA G Zone 2 (Europa) / Validity : None Ex nA G Zone 2 (International) / Validity : None Ex nA G Zone 2 (United Kingdom) / Validity : None Ex ia G Zone 0 (Europa) / Validity : None Ex ia G Zone 0 (International) / Validity : None Ex ia G Zone 0 (Korea) / Validity : None Ex ia G Zone 0 (North America) / Validity : None Ex ia G Zone 0 (United Kingdom) / Validity : None Ex nA G Zone 2 (Europa) / Validity : None Ex nA G Zone 2 (International) / Validity : None Ex nA G Zone 2 (United Kingdom) / Validity : None Ex ia G Zone 0 (Europa) / Validity : None Ex ia G Zone 0 (International) / Validity : None Ex ia G Zone 0 (Korea) / Validity : None Ex ia G Zone 0 (North America) / Validity : None Ex ia G Zone 0 (United Kingdom) / Validity : None Ex nA G Zone 2 (Europa) / Validity : None Ex nA G Zone 2 (International) / Validity : None Ex nA G Zone 2 (United Kingdom) / Validity : None Ex ia G Zone 0 (Europa) / Validity : None Ex ia G Zone 0 (International) / Validity : None Ex ia G Zone 0 (Korea) / Validity : None Ex ia G Zone 0 (North America) / Validity : None Ex ia G Zone 0 (United Kingdom) / Validity : None Ex nA G Zone 2 (Europa) / Validity : None Ex nA G Zone 2 (International) / Validity : None Ex nA G Zone 2 (United Kingdom) / Validity : None Ex ia G Zone 0 (Europa) / Validity : None Ex ia G Zone 0 (International) / Validity : None Ex ia G Zone 0 (Korea) / Validity : None Ex ia G Zone 0 (North America) / Validity : None Ex ia G Zone 0 (United Kingdom) / Validity : None Ex nA G Zone 2 (Europa) / Validity : None Ex nA G Zone 2 (International) / Validity : None Ex nA G Zone 2 (United Kingdom) / Validity : None Ex ia G Zone 0 (Europa) / Validity : None Ex ia G Zone 0 (International) / Validity : None Ex ia G Zone 0 (Korea) / Validity : None Ex ia G Zone 0 (North America) / Validity : None Ex ia G Zone 0 (United Kingdom) / Validity : None Ex nA G Zone 2 (Europa) / Validity : None Ex nA G Zone 2 (International) / Validity : None Ex nA G Zone 2 (United Kingdom) / Validity : None Ex ia G Zone 0 (Europa) / Validity : None Ex ia G Zone 0 (International) / Validity : None Ex ia G Zone 0 (Korea) / Validity : None Ex ia G Zone 0 (North America) / Validity : None Ex ia G Zone 0 (United Kingdom) / Validity : None Ex nA G Zone 2 (Europa) / Validity : None Ex nA G Zone 2 (International) / Validity : None Ex nA G Zone 2 (United Kingdom) / Validity : None Ex ia G Zone 0 (Europa) / Validity : None Ex ia G Zone 0 (International) / Validity : None Ex ia G Zone 0 (Korea) / Validity : None Ex ia G Zone 0 (North America) / Validity : None Ex ia G Zone 0 (United Kingdom) / Validity : None Ex nA G Zone 2 (Europa) / Validity : None Ex nA G Zone 2 (International) / Validity : None Ex nA G Zone 2 (United Kingdom) / Validity : None Ex ia G Zone 0 (Europa) / Validity : None Ex ia G Zone 0 (International) / Validity : None Ex ia G Zone 0 (Korea) / Validity : None Ex ia G Zone 0 (North America) / Validity : None Ex ia G Zone 0 (United Kingdom) / Validity : None Ex nA G Zone 2 (Europa) / Validity : None Ex nA G Zone 2 (International) / Validity : None Ex nA G Zone 2 (United Kingdom) / Validity : None Ex ia G Zone 0 (Europa) / Validity : None Ex ia G Zone 0 (International) / Validity : None Ex ia G Zone 0 (Korea) / Validity : None Ex ia G Zone 0 (North America) / Validity : None Ex ia G Zone 0 (United Kingdom) / Validity : None Ex nA G Zone 2 (Europa) / Validity : None Ex nA G Zone 2 (International) / Validity : None Ex nA G Zone 2 (United Kingdom) / Validity : None Ex ia G Zone 0 (Europa) / Validity : None Ex ia G Zone 0 (International) / Validity : None Ex ia G Zone 0 (Korea) / Validity : None Ex ia G Zone 0 (North America) / Validity : None Ex ia G Zone 0 (United Kingdom) / Validity : None Ex nA G Zone 2 (Europa) / Validity : None Ex nA G Zone 2 (International) / Validity : None Ex nA G Zone 2 (United Kingdom) / Validity : None Ex ia G Zone 0 (Europa) / Validity : None Ex ia G Zone 0 (International) / Validity : None Ex ia G Zone 0 (Korea) / Validity : None Ex ia G Zone 0 (North America) / Validity : None Ex ia G Zone 0 (United Kingdom) / Validity : None Ex nA G Zone 2 (Europa) / Validity : None Ex nA G Zone 2 (International) / Validity : None Ex nA G Zone 2 (United Kingdom) / Validity : None Ex ia G Zone 0 (Europa) / Validity : None Ex ia G Zone 0 (International) / Validity : None Ex ia G Zone 0 (Korea) / Validity : None Ex ia G Zone 0 (North America) / Validity : None Ex ia G Zone 0 (United Kingdom) / Validity : None Ex nA G Zone 2 (Europa) / Validity : None Ex nA G Zone 2 (International) / Validity : None Ex nA G Zone 2 (United Kingdom) / Validity : None Ex ia G Zone 0 (Europa) / Validity : None Ex ia G Zone 0 (International) / Validity : None Ex ia G Zone 0 (Korea) / Validity : None Ex ia G Zone 0 (North America) / Validity : None Ex ia G Zone 0 (United Kingdom) / Validity : None Ex nA G Zone 2 (Europa) / Validity : None Ex nA G Zone 2 (International) / Validity : None Ex nA G Zone 2 (United Kingdom) / Validity : None Ex ia G Zone 0 (Europa) / Validity : None Ex ia G Zone 0 (International) / Validity : None Ex ia G Zone 0 (Korea) / Validity : None Ex ia G Zone 0 (North America) / Validity : None Ex ia G Zone 0 (United Kingdom) / Validity : None Ex nA G Zone 2 (Europa) / Validity : None Ex nA G Zone 2 (International) / Validity : None Ex nA G Zone 2 (United Kingdom) / Validity : None Ex ia G Zone 0 (Europa) / Validity : None Ex ia G Zone 0 (International) / Validity : None Ex ia G Zone 0 (Korea) / Validity : None Ex ia G Zone 0 (North America) / Validity : None Ex ia G Zone 0 (United Kingdom) / Validity : None Ex nA G Zone 2 (Europa) / Validity : None Ex nA G Zone 2 (International) / Validity : None Ex nA G Zone 2 (United Kingdom) / Validity : None Ex ia G Zone 0 (Europa) / Validity : None Ex ia G Zone 0 (International) / Validity : None Ex ia G Zone 0 (Korea) / Validity : None Ex ia G Zone 0 (North America) / Validity : None Ex ia G Zone 0 (United Kingdom) / Validity : None Ex nA G Zone 2 (Europa) / Validity : None Ex nA G Zone 2 (International) / Validity : None Ex nA G Zone 2 (United Kingdom) / Validity : None Ex ia G Zone 0 (Europa) / Validity : None Ex ia G Zone 0 (International) / Validity : None Ex ia G Zone 0 (Korea) / Validity : None Ex ia G Zone 0 (North America) / Validity : None Ex ia G Zone 0 (United Kingdom) / Validity : None Ex nA G Zone 2 (Europa) / Validity : None Ex nA G Zone 2 (International) / Validity : None Ex nA G Zone 2 (United Kingdom) / Validity : None Ex ia G Zone 0 (Europa) / Validity : None Ex ia G Zone 0 (International) / Validity : None Ex ia G Zone 0 (North America) / Validity : None Ex ia G Zone 0 (United Kingdom) / Validity : None Ex nA G Zone 2 (Europa) / Validity : None Ex nA G Zone 2 (International) / Validity : None Ex nA G Zone 2 (United Kingdom) / Validity : None Ex ia G Zone 0 (Europa) / Validity : None Ex ia G Zone 0 (International) / Validity : None Ex ia G Zone 0 (North America) / Validity : None Ex ia G Zone 0 (United Kingdom) / Validity : None Ex nA G Zone 2 (Europa) / Validity : None Ex nA G Zone 2 (International) / Validity : None Ex nA G Zone 2 (United Kingdom) / Validity : None Ex ia G Zone 0 (Europa) / Validity : None Ex ia G Zone 0 (International) / Validity : None Ex ia G Zone 0 (North America) / Validity : None Ex ia G Zone 0 (United Kingdom) / Validity : None Ex nA G Zone 2 (Europa) / Validity : None Ex nA G Zone 2 (International) / Validity : None Ex nA G Zone 2 (United Kingdom) / Validity : None Ex ia G Zone 0 (Europa) / Validity : None Ex ia G Zone 0 (International) / Validity : None Ex ia G Zone 0 (North America) / Validity : None Ex ia G Zone 0 (United Kingdom) / Validity : None Ex nA G Zone 2 (Europa) / Validity : None Ex nA G Zone 2 (International) / Validity : None Ex nA G Zone 2 (United Kingdom) / Validity : None Ex ia G Zone 0 (Europa) / Validity : None Ex ia G Zone 0 (International) / Validity : None Ex ia G Zone 0 (Korea) / Validity : None Ex ia G Zone 0 (North America) / Validity : None Ex ia G Zone 0 (United Kingdom) / Validity : None Ex nA G Zone 2 (Europa) / Validity : None Ex nA G Zone 2 (International) / Validity : None Ex nA G Zone 2 (United Kingdom) / Validity : None Ex ia G Zone 0 (Europa) / Validity : None Ex ia G Zone 0 (International) / Validity : None Ex ia G Zone 0 (Korea) / Validity : None Ex ia G Zone 0 (North America) / Validity : None Ex ia G Zone 0 (United Kingdom) / Validity : None Ex nA G Zone 2 (Europa) / Validity : None Ex nA G Zone 2 (International) / Validity : None Ex nA G Zone 2 (United Kingdom) / Validity : None Ex ia G Zone 0 (Europa) / Validity : None Ex ia G Zone 0 (International) / Validity : None Ex ia G Zone 0 (Korea) / Validity : None Ex ia G Zone 0 (North America) / Validity : None Ex ia G Zone 0 (United Kingdom) / Validity : None Ex nA G Zone 2 (Europa) / Validity : None Ex nA G Zone 2 (International) / Validity : None Ex nA G Zone 2 (United Kingdom) / Validity : None Ex ia G Zone 0 (Europa) / Validity : None Ex ia G Zone 0 (International) / Validity : None Ex ia G Zone 0 (Korea) / Validity : None Ex ia G Zone 0 (North America) / Validity : None Ex ia G Zone 0 (United Kingdom) / Validity : None Ex nA G Zone 2 (Europa) / Validity : None Ex nA G Zone 2 (International) / Validity : None Ex nA G Zone 2 (United Kingdom) / Validity : None Ex ia G Zone 0 (Europa) / Validity : None Ex ia G Zone 0 (International) / Validity : None Ex ia G Zone 0 (Korea) / Validity : None Ex ia G Zone 0 (North America) / Validity : None Ex ia G Zone 0 (United Kingdom) / Validity : None Ex nA G Zone 2 (Europa) / Validity : None Ex nA G Zone 2 (International) / Validity : None Ex nA G Zone 2 (United Kingdom) / Validity : None Ex ia G Zone 0 (Europa) / Validity : None Ex ia G Zone 0 (International) / Validity : None Ex ia G Zone 0 (Korea) / Validity : None Ex ia G Zone 0 (North America) / Validity : None Ex ia G Zone 0 (United Kingdom) / Validity : None Ex ib G Zone 1 (Japan) / Validity : 22.08.2025 Ex nA G Zone 2 (Europa) / Validity : None Ex nA G Zone 2 (International) / Validity : None Ex nA G Zone 2 (United Kingdom) / Validity : None Ex ia G Zone 0 (Europa) / Validity : None Ex ia G Zone 0 (International) / Validity : None Ex ia G Zone 0 (Korea) / Validity : None Ex ia G Zone 0 (North America) / Validity : None Ex ia G Zone 0 (United Kingdom) / Validity : None Ex nA G Zone 2 (Europa) / Validity : None Ex nA G Zone 2 (International) / Validity : None Ex nA G Zone 2 (United Kingdom) / Validity : None Ex ia G Zone 0 (Europa) / Validity : None Ex ia G Zone 0 (International) / Validity : None Ex ia G Zone 0 (Korea) / Validity : None Ex ia G Zone 0 (North America) / Validity : None Ex ia G Zone 0 (United Kingdom) / Validity : None Ex nA G Zone 2 (Europa) / Validity : None Ex nA G Zone 2 (International) / Validity : None Ex nA G Zone 2 (United Kingdom) / Validity : None Ex ia G Zone 0 (Europa) / Validity : None Ex ia G Zone 0 (International) / Validity : None Ex ia G Zone 0 (Korea) / Validity : None Ex ia G Zone 0 (North America) / Validity : None Ex ia G Zone 0 (United Kingdom) / Validity : None Ex ib G Zone 1 (Japan) / Validity : 24.05.2024 Ex nA G Zone 2 (Europa) / Validity : None Ex nA G Zone 2 (International) / Validity : None Ex nA G Zone 2 (United Kingdom) / Validity : None Ex ia G Zone 0 (Europa) / Validity : None Ex ia G Zone 0 (International) / Validity : None Ex ia G Zone 0 (Korea) / Validity : None Ex ia G Zone 0 (North America) / Validity : None Ex ia G Zone 0 (United Kingdom) / Validity : None Ex nA G Zone 2 (Europa) / Validity : None Ex nA G Zone 2 (International) / Validity : None Ex nA G Zone 2 (United Kingdom) / Validity : None Ex ia G Zone 0 (Europa) / Validity : None Ex ia G Zone 0 (International) / Validity : None Ex ia G Zone 0 (Korea) / Validity : None Ex ia G Zone 0 (North America) / Validity : None Ex ia G Zone 0 (United Kingdom) / Validity : None Ex nA G Zone 2 (Europa) / Validity : None Ex nA G Zone 2 (International) / Validity : None Ex nA G Zone 2 (United Kingdom) / Validity : None Ex ia G Zone 0 (Europa) / Validity : None Ex ia G Zone 0 (International) / Validity : None Ex ia G Zone 0 (Korea) / Validity : None Ex ia G Zone 0 (North America) / Validity : None Ex ia G Zone 0 (United Kingdom) / Validity : None Ex nA G Zone 2 (Europa) / Validity : None Ex nA G Zone 2 (International) / Validity : None Ex nA G Zone 2 (United Kingdom) / Validity : None Ex ia G Zone 0 (Europa) / Validity : None Ex ia G Zone 0 (International) / Validity : None Ex ia G Zone 0 (Korea) / Validity : None Ex ia G Zone 0 (North America) / Validity : None Ex ia G Zone 0 (United Kingdom) / Validity : None Ex nA G Zone 2 (Europa) / Validity : None Ex nA G Zone 2 (International) / Validity : None Ex nA G Zone 2 (United Kingdom) / Validity : None Ex ia G Zone 0 (Europa) / Validity : None Ex ia G Zone 0 (International) / Validity : None Ex ia G Zone 0 (Korea) / Validity : None Ex ia G Zone 0 (North America) / Validity : None Ex ia G Zone 0 (United Kingdom) / Validity : None Ex nA G Zone 2 (Europa) / Validity : None Ex nA G Zone 2 (International) / Validity : None Ex nA G Zone 2 (United Kingdom) / Validity : None Ex ia G Zone 0 (Europa) / Validity : None Ex ia G Zone 0 (International) / Validity : None Ex ia G Zone 0 (Korea) / Validity : None Ex ia G Zone 0 (North America) / Validity : None Ex ia G Zone 0 (United Kingdom) / Validity : None Ex nA G Zone 2 (Europa) / Validity : None Ex nA G Zone 2 (International) / Validity : None Ex nA G Zone 2 (United Kingdom) / Validity : None Ex ia G Zone 0 (Europa) / Validity : None Ex ia G Zone 0 (International) / Validity : None Ex ia G Zone 0 (Korea) / Validity : None Ex ia G Zone 0 (North America) / Validity : None Ex ia G Zone 0 (United Kingdom) / Validity : None Ex nA G Zone 2 (Europa) / Validity : None Ex nA G Zone 2 (International) / Validity : None Ex nA G Zone 2 (United Kingdom) / Validity : None Ex ia G Zone 0 (Europa) / Validity : None Ex ia G Zone 0 (International) / Validity : None Ex ia G Zone 0 (Korea) / Validity : None Ex ia G Zone 0 (North America) / Validity : None Ex ia G Zone 0 (United Kingdom) / Validity : None Ex nA G Zone 2 (Europa) / Validity : None Ex nA G Zone 2 (International) / Validity : None Ex nA G Zone 2 (United Kingdom) / Validity : None Ex ia G Zone 0 (Europa) / Validity : None Ex ia G Zone 0 (International) / Validity : None Ex ia G Zone 0 (Korea) / Validity : None Ex ia G Zone 0 (North America) / Validity : None Ex ia G Zone 0 (United Kingdom) / Validity : None Ex nA G Zone 2 (Europa) / Validity : None Ex nA G Zone 2 (International) / Validity : None Ex nA G Zone 2 (United Kingdom) / Validity : None Ex ia G Zone 0 (Europa) / Validity : None Ex ia G Zone 0 (International) / Validity : None Ex ia G Zone 0 (Korea) / Validity : None Ex ia G Zone 0 (North America) / Validity : None Ex ia G Zone 0 (United Kingdom) / Validity : None Ex nA G Zone 2 (Europa) / Validity : None Ex nA G Zone 2 (International) / Validity : None Ex nA G Zone 2 (United Kingdom) / Validity : None Ex ia G Zone 0 (Europa) / Validity : None Ex ia G Zone 0 (International) / Validity : None Ex ia G Zone 0 (Korea) / Validity : None Ex ia G Zone 0 (North America) / Validity : None Ex ia G Zone 0 (United Kingdom) / Validity : None Ex nA G Zone 2 (Europa) / Validity : None Ex nA G Zone 2 (International) / Validity : None Ex nA G Zone 2 (United Kingdom) / Validity : None Ex ia G Zone 0 (Europa) / Validity : None Ex ia G Zone 0 (International) / Validity : None Ex ia G Zone 0 (Korea) / Validity : None Ex ia G Zone 0 (North America) / Validity : None Ex ia G Zone 0 (United Kingdom) / Validity : None Ex nA G Zone 2 (Europa) / Validity : None Ex nA G Zone 2 (International) / Validity : None Ex nA G Zone 2 (United Kingdom) / Validity : None Ex ia G Zone 0 (Europa) / Validity : None Ex ia G Zone 0 (International) / Validity : None Ex ia G Zone 0 (Korea) / Validity : None Ex ia G Zone 0 (North America) / Validity : None Ex ia G Zone 0 (United Kingdom) / Validity : None Ex nA G Zone 2 (Europa) / Validity : None Ex nA G Zone 2 (International) / Validity : None Ex nA G Zone 2 (United Kingdom) / Validity : None Ex ia G Zone 0 (Europa) / Validity : None Ex ia G Zone 0 (International) / Validity : None Ex ia G Zone 0 (Korea) / Validity : None Ex ia G Zone 0 (North America) / Validity : None Ex ia G Zone 0 (United Kingdom) / Validity : None Ex nA G Zone 2 (Europa) / Validity : None Ex nA G Zone 2 (International) / Validity : None Ex nA G Zone 2 (United Kingdom) / Validity : None Ex ia G Zone 0 (Europa) / Validity : None Ex ia G Zone 0 (International) / Validity : None Ex ia G Zone 0 (Korea) / Validity : None Ex ia G Zone 0 (North America) / Validity : None Ex ia G Zone 0 (United Kingdom) / Validity : None Ex nA G Zone 2 (Europa) / Validity : None Ex nA G Zone 2 (International) / Validity : None Ex nA G Zone 2 (United Kingdom) / Validity : None Ex ia G Zone 0 (Europa) / Validity : None Ex ia G Zone 0 (International) / Validity : None Ex ia G Zone 0 (Korea) / Validity : None Ex ia G Zone 0 (North America) / Validity : None Ex ia G Zone 0 (United Kingdom) / Validity : None Ex nA G Zone 2 (Europa) / Validity : None Ex nA G Zone 2 (International) / Validity : None Ex nA G Zone 2 (United Kingdom) / Validity : None Ex ia G Zone 0 (Europa) / Validity : None Ex ia G Zone 0 (International) / Validity : None Ex ia G Zone 0 (Korea) / Validity : None Ex ia G Zone 0 (North America) / Validity : None Ex ia G Zone 0 (United Kingdom) / Validity : None Ex nA G Zone 2 (Europa) / Validity : None Ex nA G Zone 2 (International) / Validity : None Ex nA G Zone 2 (United Kingdom) / Validity : None Ex ia G Zone 0 (Europa) / Validity : None Ex ia G Zone 0 (International) / Validity : None Ex ia G Zone 0 (Korea) / Validity : None Ex ia G Zone 0 (North America) / Validity : None Ex ia G Zone 0 (United Kingdom) / Validity : None Ex nA G Zone 2 (Europa) / Validity : None Ex nA G Zone 2 (International) / Validity : None Ex nA G Zone 2 (United Kingdom) / Validity : None Ex ia G Zone 0 (Europa) / Validity : None Ex ia G Zone 0 (International) / Validity : None Ex ia G Zone 0 (North America) / Validity : None Ex ia G Zone 0 (United Kingdom) / Validity : None Ex nA G Zone 2 (Europa) / Validity : None Ex nA G Zone 2 (International) / Validity : None Ex nA G Zone 2 (United Kingdom) / Validity : None Ex ia G Zone 0 (Europa) / Validity : None Ex ia G Zone 0 (International) / Validity : None Ex ia G Zone 0 (North America) / Validity : None Ex ia G Zone 0 (United Kingdom) / Validity : None Ex nA G Zone 2 (Europa) / Validity : None Ex nA G Zone 2 (International) / Validity : None Ex nA G Zone 2 (United Kingdom) / Validity : None Ex ia G Zone 0 (Europa) / Validity : None Ex ia G Zone 0 (International) / Validity : None Ex ia G Zone 0 (North America) / Validity : None Ex ia G Zone 0 (United Kingdom) / Validity : None Ex nA G Zone 2 (Europa) / Validity : None Ex nA G Zone 2 (International) / Validity : None Ex nA G Zone 2 (United Kingdom) / Validity : None Ex ia G Zone 0 (Europa) / Validity : None Ex ia G Zone 0 (International) / Validity : None Ex ia G Zone 0 (Korea) / Validity : None Ex ia G Zone 0 (North America) / Validity : None Ex ia G Zone 0 (United Kingdom) / Validity : None Ex nA G Zone 2 (Europa) / Validity : None Ex nA G Zone 2 (International) / Validity : None Ex nA G Zone 2 (United Kingdom) / Validity : None Ex ia G Zone 0 (Europa) / Validity : None Ex ia G Zone 0 (International) / Validity : None Ex ia G Zone 0 (North America) / Validity : None Ex ia G Zone 0 (Russia, Belarus, Kyrgyzstan, Armenia, Kazakhstan) / Validity : 18.02.2026 Ex nA G Zone 2 (Europa) / Validity : None Ex nA G Zone 2 (International) / Validity : None Ex nA G Zone 2 (North America) / Validity : None Ex nA G Zone 2 (Russia, Belarus, Kyrgyzstan, Armenia, Kazakhstan) / Validity : 18.02.2026 | No | No | .
143-522-000-01x | 143-522-000-012 | DocManager | CP522-012 Piezoelectric Dynamic Pressure Sensor | CP522-012 | GaPO4 pressure sensor, matching IPC 704_511, -70°C to 560°C, 90 pC/bar, nominal pressure 0 to 50 bar, maximal pressure 100 bar, 3 m integral MI cable, VM 7/16" high temp connector and mounting adaptor, Ex approved | . | 90pC/bar | -70 | 560 | 2 | 10000 | 7/16"-27UNS-2A | CPxxx, IPC707, GSI127, EC069, EC112, EC119, EC222, MA Seal, CG505, ABAxxx, JB105, JB116 | . |  |  |  | . | Austria | 90262000 | 0.24 |  | . | Dynamic Pressure Sensors | Dynamic pressure sensors (CP) | . | Ex ia G Zone 0 (Europa) / Validity : None Ex ia G Zone 0 (International) / Validity : None Ex ia G Zone 0 (Korea) / Validity : None Ex ia G Zone 0 (North America) / Validity : None Ex ia G Zone 0 (United Kingdom) / Validity : None Ex nA G Zone 2 (Europa) / Validity : None Ex nA G Zone 2 (International) / Validity : None Ex nA G Zone 2 (United Kingdom) / Validity : None Ex ia G Zone 0 (Europa) / Validity : None Ex ia G Zone 0 (International) / Validity : None Ex ia G Zone 0 (Korea) / Validity : None Ex ia G Zone 0 (North America) / Validity : None Ex ia G Zone 0 (United Kingdom) / Validity : None Ex nA G Zone 2 (Europa) / Validity : None Ex nA G Zone 2 (International) / Validity : None Ex nA G Zone 2 (United Kingdom) / Validity : None Ex ia G Zone 0 (Europa) / Validity : None Ex ia G Zone 0 (International) / Validity : None Ex ia G Zone 0 (Korea) / Validity : None Ex ia G Zone 0 (North America) / Validity : None Ex ia G Zone 0 (United Kingdom) / Validity : None Ex nA G Zone 2 (Europa) / Validity : None Ex nA G Zone 2 (International) / Validity : None Ex nA G Zone 2 (United Kingdom) / Validity : None Ex ia G Zone 0 (Europa) / Validity : None Ex ia G Zone 0 (International) / Validity : None Ex ia G Zone 0 (Korea) / Validity : None Ex ia G Zone 0 (North America) / Validity : None Ex ia G Zone 0 (United Kingdom) / Validity : None Ex nA G Zone 2 (Europa) / Validity : None Ex nA G Zone 2 (International) / Validity : None Ex nA G Zone 2 (United Kingdom) / Validity : None Ex ia G Zone 0 (Europa) / Validity : None Ex ia G Zone 0 (International) / Validity : None Ex ia G Zone 0 (Korea) / Validity : None Ex ia G Zone 0 (North America) / Validity : None Ex ia G Zone 0 (United Kingdom) / Validity : None Ex nA G Zone 2 (Europa) / Validity : None Ex nA G Zone 2 (International) / Validity : None Ex nA G Zone 2 (United Kingdom) / Validity : None Ex ia G Zone 0 (Europa) / Validity : None Ex ia G Zone 0 (International) / Validity : None Ex ia G Zone 0 (Korea) / Validity : None Ex ia G Zone 0 (North America) / Validity : None Ex ia G Zone 0 (United Kingdom) / Validity : None Ex nA G Zone 2 (Europa) / Validity : None Ex nA G Zone 2 (International) / Validity : None Ex nA G Zone 2 (United Kingdom) / Validity : None Ex ia G Zone 0 (Europa) / Validity : None Ex ia G Zone 0 (International) / Validity : None Ex ia G Zone 0 (Korea) / Validity : None Ex ia G Zone 0 (North America) / Validity : None Ex ia G Zone 0 (United Kingdom) / Validity : None Ex nA G Zone 2 (Europa) / Validity : None Ex nA G Zone 2 (International) / Validity : None Ex nA G Zone 2 (United Kingdom) / Validity : None Ex ia G Zone 0 (Europa) / Validity : None Ex ia G Zone 0 (International) / Validity : None Ex ia G Zone 0 (Korea) / Validity : None Ex ia G Zone 0 (North America) / Validity : None Ex ia G Zone 0 (United Kingdom) / Validity : None Ex nA G Zone 2 (Europa) / Validity : None Ex nA G Zone 2 (International) / Validity : None Ex nA G Zone 2 (United Kingdom) / Validity : None Ex ia G Zone 0 (Europa) / Validity : None Ex ia G Zone 0 (International) / Validity : None Ex ia G Zone 0 (Korea) / Validity : None Ex ia G Zone 0 (North America) / Validity : None Ex ia G Zone 0 (United Kingdom) / Validity : None Ex nA G Zone 2 (Europa) / Validity : None Ex nA G Zone 2 (International) / Validity : None Ex nA G Zone 2 (United Kingdom) / Validity : None Ex ia G Zone 0 (Europa) / Validity : None Ex ia G Zone 0 (International) / Validity : None Ex ia G Zone 0 (Korea) / Validity : None Ex ia G Zone 0 (North America) / Validity : None Ex ia G Zone 0 (United Kingdom) / Validity : None Ex nA G Zone 2 (Europa) / Validity : None Ex nA G Zone 2 (International) / Validity : None Ex nA G Zone 2 (United Kingdom) / Validity : None Ex ia G Zone 0 (Europa) / Validity : None Ex ia G Zone 0 (International) / Validity : None Ex ia G Zone 0 (Korea) / Validity : None Ex ia G Zone 0 (North America) / Validity : None Ex ia G Zone 0 (United Kingdom) / Validity : None Ex nA G Zone 2 (Europa) / Validity : None Ex nA G Zone 2 (International) / Validity : None Ex nA G Zone 2 (United Kingdom) / Validity : None Ex ia G Zone 0 (Europa) / Validity : None Ex ia G Zone 0 (International) / Validity : None Ex ia G Zone 0 (Korea) / Validity : None Ex ia G Zone 0 (North America) / Validity : None Ex ia G Zone 0 (United Kingdom) / Validity : None Ex nA G Zone 2 (Europa) / Validity : None Ex nA G Zone 2 (International) / Validity : None Ex nA G Zone 2 (United Kingdom) / Validity : None Ex ia G Zone 0 (Europa) / Validity : None Ex ia G Zone 0 (International) / Validity : None Ex ia G Zone 0 (Korea) / Validity : None Ex ia G Zone 0 (North America) / Validity : None Ex ia G Zone 0 (United Kingdom) / Validity : None Ex nA G Zone 2 (Europa) / Validity : None Ex nA G Zone 2 (International) / Validity : None Ex nA G Zone 2 (United Kingdom) / Validity : None Ex ia G Zone 0 (Europa) / Validity : None Ex ia G Zone 0 (International) / Validity : None Ex ia G Zone 0 (Korea) / Validity : None Ex ia G Zone 0 (North America) / Validity : None Ex ia G Zone 0 (United Kingdom) / Validity : None Ex nA G Zone 2 (Europa) / Validity : None Ex nA G Zone 2 (International) / Validity : None Ex nA G Zone 2 (United Kingdom) / Validity : None Ex ia G Zone 0 (Europa) / Validity : None Ex ia G Zone 0 (International) / Validity : None Ex ia G Zone 0 (Korea) / Validity : None Ex ia G Zone 0 (North America) / Validity : None Ex ia G Zone 0 (United Kingdom) / Validity : None Ex nA G Zone 2 (Europa) / Validity : None Ex nA G Zone 2 (International) / Validity : None Ex nA G Zone 2 (United Kingdom) / Validity : None Ex ia G Zone 0 (Europa) / Validity : None Ex ia G Zone 0 (International) / Validity : None Ex ia G Zone 0 (Korea) / Validity : None Ex ia G Zone 0 (North America) / Validity : None Ex ia G Zone 0 (United Kingdom) / Validity : None Ex nA G Zone 2 (Europa) / Validity : None Ex nA G Zone 2 (International) / Validity : None Ex nA G Zone 2 (United Kingdom) / Validity : None Ex ia G Zone 0 (Europa) / Validity : None Ex ia G Zone 0 (International) / Validity : None Ex ia G Zone 0 (Korea) / Validity : None Ex ia G Zone 0 (North America) / Validity : None Ex ia G Zone 0 (United Kingdom) / Validity : None Ex nA G Zone 2 (Europa) / Validity : None Ex nA G Zone 2 (International) / Validity : None Ex nA G Zone 2 (United Kingdom) / Validity : None Ex ia G Zone 0 (Europa) / Validity : None Ex ia G Zone 0 (International) / Validity : None Ex ia G Zone 0 (Korea) / Validity : None Ex ia G Zone 0 (North America) / Validity : None Ex ia G Zone 0 (United Kingdom) / Validity : None Ex nA G Zone 2 (Europa) / Validity : None Ex nA G Zone 2 (International) / Validity : None Ex nA G Zone 2 (United Kingdom) / Validity : None Ex ia G Zone 0 (Europa) / Validity : None Ex ia G Zone 0 (International) / Validity : None Ex ia G Zone 0 (Korea) / Validity : None Ex ia G Zone 0 (North America) / Validity : None Ex ia G Zone 0 (United Kingdom) / Validity : None Ex nA G Zone 2 (Europa) / Validity : None Ex nA G Zone 2 (International) / Validity : None Ex nA G Zone 2 (United Kingdom) / Validity : None Ex ia G Zone 0 (Europa) / Validity : None Ex ia G Zone 0 (International) / Validity : None Ex ia G Zone 0 (Korea) / Validity : None Ex ia G Zone 0 (North America) / Validity : None Ex ia G Zone 0 (United Kingdom) / Validity : None Ex nA G Zone 2 (Europa) / Validity : None Ex nA G Zone 2 (International) / Validity : None Ex nA G Zone 2 (United Kingdom) / Validity : None Ex ia G Zone 0 (Europa) / Validity : None Ex ia G Zone 0 (International) / Validity : None Ex ia G Zone 0 (Korea) / Validity : None Ex ia G Zone 0 (North America) / Validity : None Ex ia G Zone 0 (United Kingdom) / Validity : None Ex nA G Zone 2 (Europa) / Validity : None Ex nA G Zone 2 (International) / Validity : None Ex nA G Zone 2 (United Kingdom) / Validity : None Ex ia G Zone 0 (Europa) / Validity : None Ex ia G Zone 0 (International) / Validity : None Ex ia G Zone 0 (Korea) / Validity : None Ex ia G Zone 0 (North America) / Validity : None Ex ia G Zone 0 (United Kingdom) / Validity : None Ex nA G Zone 2 (Europa) / Validity : None Ex nA G Zone 2 (International) / Validity : None Ex nA G Zone 2 (United Kingdom) / Validity : None Ex ia G Zone 0 (Europa) / Validity : None Ex ia G Zone 0 (International) / Validity : None Ex ia G Zone 0 (Korea) / Validity : None Ex ia G Zone 0 (North America) / Validity : None Ex ia G Zone 0 (United Kingdom) / Validity : None Ex nA G Zone 2 (Europa) / Validity : None Ex nA G Zone 2 (International) / Validity : None Ex nA G Zone 2 (United Kingdom) / Validity : None Ex ia G Zone 0 (Europa) / Validity : None Ex ia G Zone 0 (International) / Validity : None Ex ia G Zone 0 (Korea) / Validity : None Ex ia G Zone 0 (North America) / Validity : None Ex ia G Zone 0 (United Kingdom) / Validity : None Ex nA G Zone 2 (Europa) / Validity : None Ex nA G Zone 2 (International) / Validity : None Ex nA G Zone 2 (United Kingdom) / Validity : None Ex ia G Zone 0 (Europa) / Validity : None Ex ia G Zone 0 (International) / Validity : None Ex ia G Zone 0 (Korea) / Validity : None Ex ia G Zone 0 (North America) / Validity : None Ex ia G Zone 0 (United Kingdom) / Validity : None Ex nA G Zone 2 (Europa) / Validity : None Ex nA G Zone 2 (International) / Validity : None Ex nA G Zone 2 (United Kingdom) / Validity : None Ex ia G Zone 0 (Europa) / Validity : None Ex ia G Zone 0 (International) / Validity : None Ex ia G Zone 0 (North America) / Validity : None Ex ia G Zone 0 (United Kingdom) / Validity : None Ex nA G Zone 2 (Europa) / Validity : None Ex nA G Zone 2 (International) / Validity : None Ex nA G Zone 2 (United Kingdom) / Validity : None Ex ia G Zone 0 (Europa) / Validity : None Ex ia G Zone 0 (International) / Validity : None Ex ia G Zone 0 (North America) / Validity : None Ex ia G Zone 0 (United Kingdom) / Validity : None Ex nA G Zone 2 (Europa) / Validity : None Ex nA G Zone 2 (International) / Validity : None Ex nA G Zone 2 (United Kingdom) / Validity : None Ex ia G Zone 0 (Europa) / Validity : None Ex ia G Zone 0 (International) / Validity : None Ex ia G Zone 0 (North America) / Validity : None Ex ia G Zone 0 (United Kingdom) / Validity : None Ex nA G Zone 2 (Europa) / Validity : None Ex nA G Zone 2 (International) / Validity : None Ex nA G Zone 2 (United Kingdom) / Validity : None Ex ia G Zone 0 (Europa) / Validity : None Ex ia G Zone 0 (International) / Validity : None Ex ia G Zone 0 (North America) / Validity : None Ex ia G Zone 0 (United Kingdom) / Validity : None Ex nA G Zone 2 (Europa) / Validity : None Ex nA G Zone 2 (International) / Validity : None Ex nA G Zone 2 (United Kingdom) / Validity : None Ex ia G Zone 0 (Europa) / Validity : None Ex ia G Zone 0 (International) / Validity : None Ex ia G Zone 0 (Korea) / Validity : None Ex ia G Zone 0 (North America) / Validity : None Ex ia G Zone 0 (United Kingdom) / Validity : None Ex nA G Zone 2 (Europa) / Validity : None Ex nA G Zone 2 (International) / Validity : None Ex nA G Zone 2 (United Kingdom) / Validity : None Ex ia G Zone 0 (Europa) / Validity : None Ex ia G Zone 0 (International) / Validity : None Ex ia G Zone 0 (Korea) / Validity : None Ex ia G Zone 0 (North America) / Validity : None Ex ia G Zone 0 (United Kingdom) / Validity : None Ex nA G Zone 2 (Europa) / Validity : None Ex nA G Zone 2 (International) / Validity : None Ex nA G Zone 2 (United Kingdom) / Validity : None Ex ia G Zone 0 (Europa) / Validity : None Ex ia G Zone 0 (International) / Validity : None Ex ia G Zone 0 (Korea) / Validity : None Ex ia G Zone 0 (North America) / Validity : None Ex ia G Zone 0 (United Kingdom) / Validity : None Ex nA G Zone 2 (Europa) / Validity : None Ex nA G Zone 2 (International) / Validity : None Ex nA G Zone 2 (United Kingdom) / Validity : None Ex ia G Zone 0 (Europa) / Validity : None Ex ia G Zone 0 (International) / Validity : None Ex ia G Zone 0 (Korea) / Validity : None Ex ia G Zone 0 (North America) / Validity : None Ex ia G Zone 0 (United Kingdom) / Validity : None Ex nA G Zone 2 (Europa) / Validity : None Ex nA G Zone 2 (International) / Validity : None Ex nA G Zone 2 (United Kingdom) / Validity : None Ex ia G Zone 0 (Europa) / Validity : None Ex ia G Zone 0 (International) / Validity : None Ex ia G Zone 0 (Korea) / Validity : None Ex ia G Zone 0 (North America) / Validity : None Ex ia G Zone 0 (United Kingdom) / Validity : None Ex nA G Zone 2 (Europa) / Validity : None Ex nA G Zone 2 (International) / Validity : None Ex nA G Zone 2 (United Kingdom) / Validity : None Ex ia G Zone 0 (Europa) / Validity : None Ex ia G Zone 0 (International) / Validity : None Ex ia G Zone 0 (Korea) / Validity : None Ex ia G Zone 0 (North America) / Validity : None Ex ia G Zone 0 (United Kingdom) / Validity : None Ex ib G Zone 1 (Japan) / Validity : 22.08.2025 Ex nA G Zone 2 (Europa) / Validity : None Ex nA G Zone 2 (International) / Validity : None Ex nA G Zone 2 (United Kingdom) / Validity : None Ex ia G Zone 0 (Europa) / Validity : None Ex ia G Zone 0 (International) / Validity : None Ex ia G Zone 0 (Korea) / Validity : None Ex ia G Zone 0 (North America) / Validity : None Ex ia G Zone 0 (United Kingdom) / Validity : None Ex nA G Zone 2 (Europa) / Validity : None Ex nA G Zone 2 (International) / Validity : None Ex nA G Zone 2 (United Kingdom) / Validity : None Ex ia G Zone 0 (Europa) / Validity : None Ex ia G Zone 0 (International) / Validity : None Ex ia G Zone 0 (Korea) / Validity : None Ex ia G Zone 0 (North America) / Validity : None Ex ia G Zone 0 (United Kingdom) / Validity : None Ex nA G Zone 2 (Europa) / Validity : None Ex nA G Zone 2 (International) / Validity : None Ex nA G Zone 2 (United Kingdom) / Validity : None Ex ia G Zone 0 (Europa) / Validity : None Ex ia G Zone 0 (International) / Validity : None Ex ia G Zone 0 (Korea) / Validity : None Ex ia G Zone 0 (North America) / Validity : None Ex ia G Zone 0 (United Kingdom) / Validity : None Ex ib G Zone 1 (Japan) / Validity : 24.05.2024 Ex nA G Zone 2 (Europa) / Validity : None Ex nA G Zone 2 (International) / Validity : None Ex nA G Zone 2 (United Kingdom) / Validity : None Ex ia G Zone 0 (Europa) / Validity : None Ex ia G Zone 0 (International) / Validity : None Ex ia G Zone 0 (Korea) / Validity : None Ex ia G Zone 0 (North America) / Validity : None Ex ia G Zone 0 (United Kingdom) / Validity : None Ex nA G Zone 2 (Europa) / Validity : None Ex nA G Zone 2 (International) / Validity : None Ex nA G Zone 2 (United Kingdom) / Validity : None Ex ia G Zone 0 (Europa) / Validity : None Ex ia G Zone 0 (International) / Validity : None Ex ia G Zone 0 (Korea) / Validity : None Ex ia G Zone 0 (North America) / Validity : None Ex ia G Zone 0 (United Kingdom) / Validity : None Ex nA G Zone 2 (Europa) / Validity : None Ex nA G Zone 2 (International) / Validity : None Ex nA G Zone 2 (United Kingdom) / Validity : None Ex ia G Zone 0 (Europa) / Validity : None Ex ia G Zone 0 (International) / Validity : None Ex ia G Zone 0 (Korea) / Validity : None Ex ia G Zone 0 (North America) / Validity : None Ex ia G Zone 0 (United Kingdom) / Validity : None Ex nA G Zone 2 (Europa) / Validity : None Ex nA G Zone 2 (International) / Validity : None Ex nA G Zone 2 (United Kingdom) / Validity : None Ex ia G Zone 0 (Europa) / Validity : None Ex ia G Zone 0 (International) / Validity : None Ex ia G Zone 0 (Korea) / Validity : None Ex ia G Zone 0 (North America) / Validity : None Ex ia G Zone 0 (United Kingdom) / Validity : None Ex nA G Zone 2 (Europa) / Validity : None Ex nA G Zone 2 (International) / Validity : None Ex nA G Zone 2 (United Kingdom) / Validity : None Ex ia G Zone 0 (Europa) / Validity : None Ex ia G Zone 0 (International) / Validity : None Ex ia G Zone 0 (Korea) / Validity : None Ex ia G Zone 0 (North America) / Validity : None Ex ia G Zone 0 (United Kingdom) / Validity : None Ex nA G Zone 2 (Europa) / Validity : None Ex nA G Zone 2 (International) / Validity : None Ex nA G Zone 2 (United Kingdom) / Validity : None Ex ia G Zone 0 (Europa) / Validity : None Ex ia G Zone 0 (International) / Validity : None Ex ia G Zone 0 (Korea) / Validity : None Ex ia G Zone 0 (North America) / Validity : None Ex ia G Zone 0 (United Kingdom) / Validity : None Ex nA G Zone 2 (Europa) / Validity : None Ex nA G Zone 2 (International) / Validity : None Ex nA G Zone 2 (United Kingdom) / Validity : None Ex ia G Zone 0 (Europa) / Validity : None Ex ia G Zone 0 (International) / Validity : None Ex ia G Zone 0 (Korea) / Validity : None Ex ia G Zone 0 (North America) / Validity : None Ex ia G Zone 0 (United Kingdom) / Validity : None Ex nA G Zone 2 (Europa) / Validity : None Ex nA G Zone 2 (International) / Validity : None Ex nA G Zone 2 (United Kingdom) / Validity : None Ex ia G Zone 0 (Europa) / Validity : None Ex ia G Zone 0 (International) / Validity : None Ex ia G Zone 0 (Korea) / Validity : None Ex ia G Zone 0 (North America) / Validity : None Ex ia G Zone 0 (United Kingdom) / Validity : None Ex nA G Zone 2 (Europa) / Validity : None Ex nA G Zone 2 (International) / Validity : None Ex nA G Zone 2 (United Kingdom) / Validity : None Ex ia G Zone 0 (Europa) / Validity : None Ex ia G Zone 0 (International) / Validity : None Ex ia G Zone 0 (Korea) / Validity : None Ex ia G Zone 0 (North America) / Validity : None Ex ia G Zone 0 (United Kingdom) / Validity : None Ex nA G Zone 2 (Europa) / Validity : None Ex nA G Zone 2 (International) / Validity : None Ex nA G Zone 2 (United Kingdom) / Validity : None Ex ia G Zone 0 (Europa) / Validity : None Ex ia G Zone 0 (International) / Validity : None Ex ia G Zone 0 (Korea) / Validity : None Ex ia G Zone 0 (North America) / Validity : None Ex ia G Zone 0 (United Kingdom) / Validity : None Ex nA G Zone 2 (Europa) / Validity : None Ex nA G Zone 2 (International) / Validity : None Ex nA G Zone 2 (United Kingdom) / Validity : None Ex ia G Zone 0 (Europa) / Validity : None Ex ia G Zone 0 (International) / Validity : None Ex ia G Zone 0 (Korea) / Validity : None Ex ia G Zone 0 (North America) / Validity : None Ex ia G Zone 0 (United Kingdom) / Validity : None Ex nA G Zone 2 (Europa) / Validity : None Ex nA G Zone 2 (International) / Validity : None Ex nA G Zone 2 (United Kingdom) / Validity : None Ex ia G Zone 0 (Europa) / Validity : None Ex ia G Zone 0 (International) / Validity : None Ex ia G Zone 0 (Korea) / Validity : None Ex ia G Zone 0 (North America) / Validity : None Ex ia G Zone 0 (United Kingdom) / Validity : None Ex nA G Zone 2 (Europa) / Validity : None Ex nA G Zone 2 (International) / Validity : None Ex nA G Zone 2 (United Kingdom) / Validity : None Ex ia G Zone 0 (Europa) / Validity : None Ex ia G Zone 0 (International) / Validity : None Ex ia G Zone 0 (Korea) / Validity : None Ex ia G Zone 0 (North America) / Validity : None Ex ia G Zone 0 (United Kingdom) / Validity : None Ex nA G Zone 2 (Europa) / Validity : None Ex nA G Zone 2 (International) / Validity : None Ex nA G Zone 2 (United Kingdom) / Validity : None Ex ia G Zone 0 (Europa) / Validity : None Ex ia G Zone 0 (International) / Validity : None Ex ia G Zone 0 (Korea) / Validity : None Ex ia G Zone 0 (North America) / Validity : None Ex ia G Zone 0 (United Kingdom) / Validity : None Ex nA G Zone 2 (Europa) / Validity : None Ex nA G Zone 2 (International) / Validity : None Ex nA G Zone 2 (United Kingdom) / Validity : None Ex ia G Zone 0 (Europa) / Validity : None Ex ia G Zone 0 (International) / Validity : None Ex ia G Zone 0 (Korea) / Validity : None Ex ia G Zone 0 (North America) / Validity : None Ex ia G Zone 0 (United Kingdom) / Validity : None Ex nA G Zone 2 (Europa) / Validity : None Ex nA G Zone 2 (International) / Validity : None Ex nA G Zone 2 (United Kingdom) / Validity : None Ex ia G Zone 0 (Europa) / Validity : None Ex ia G Zone 0 (International) / Validity : None Ex ia G Zone 0 (Korea) / Validity : None Ex ia G Zone 0 (North America) / Validity : None Ex ia G Zone 0 (United Kingdom) / Validity : None Ex nA G Zone 2 (Europa) / Validity : None Ex nA G Zone 2 (International) / Validity : None Ex nA G Zone 2 (United Kingdom) / Validity : None Ex ia G Zone 0 (Europa) / Validity : None Ex ia G Zone 0 (International) / Validity : None Ex ia G Zone 0 (Korea) / Validity : None Ex ia G Zone 0 (North America) / Validity : None Ex ia G Zone 0 (United Kingdom) / Validity : None Ex nA G Zone 2 (Europa) / Validity : None Ex nA G Zone 2 (International) / Validity : None Ex nA G Zone 2 (United Kingdom) / Validity : None Ex ia G Zone 0 (Europa) / Validity : None Ex ia G Zone 0 (International) / Validity : None Ex ia G Zone 0 (Korea) / Validity : None Ex ia G Zone 0 (North America) / Validity : None Ex ia G Zone 0 (United Kingdom) / Validity : None Ex nA G Zone 2 (Europa) / Validity : None Ex nA G Zone 2 (International) / Validity : None Ex nA G Zone 2 (United Kingdom) / Validity : None Ex ia G Zone 0 (Europa) / Validity : None Ex ia G Zone 0 (International) / Validity : None Ex ia G Zone 0 (North America) / Validity : None Ex ia G Zone 0 (United Kingdom) / Validity : None Ex nA G Zone 2 (Europa) / Validity : None Ex nA G Zone 2 (International) / Validity : None Ex nA G Zone 2 (United Kingdom) / Validity : None Ex ia G Zone 0 (Europa) / Validity : None Ex ia G Zone 0 (International) / Validity : None Ex ia G Zone 0 (North America) / Validity : None Ex ia G Zone 0 (United Kingdom) / Validity : None Ex nA G Zone 2 (Europa) / Validity : None Ex nA G Zone 2 (International) / Validity : None Ex nA G Zone 2 (United Kingdom) / Validity : None Ex ia G Zone 0 (Europa) / Validity : None Ex ia G Zone 0 (International) / Validity : None Ex ia G Zone 0 (North America) / Validity : None Ex ia G Zone 0 (United Kingdom) / Validity : None Ex nA G Zone 2 (Europa) / Validity : None Ex nA G Zone 2 (International) / Validity : None Ex nA G Zone 2 (United Kingdom) / Validity : None Ex ia G Zone 0 (Europa) / Validity : None Ex ia G Zone 0 (International) / Validity : None Ex ia G Zone 0 (Korea) / Validity : None Ex ia G Zone 0 (North America) / Validity : None Ex ia G Zone 0 (United Kingdom) / Validity : None Ex nA G Zone 2 (Europa) / Validity : None Ex nA G Zone 2 (International) / Validity : None Ex nA G Zone 2 (United Kingdom) / Validity : None Ex ia G Zone 0 (Europa) / Validity : None Ex ia G Zone 0 (International) / Validity : None Ex ia G Zone 0 (North America) / Validity : None Ex ia G Zone 0 (Russia, Belarus, Kyrgyzstan, Armenia, Kazakhstan) / Validity : 18.02.2026 Ex nA G Zone 2 (Europa) / Validity : None Ex nA G Zone 2 (International) / Validity : None Ex nA G Zone 2 (North America) / Validity : None Ex nA G Zone 2 (Russia, Belarus, Kyrgyzstan, Armenia, Kazakhstan) / Validity : 18.02.2026 | No | No | .
143-532-000-01x | 143-532-000-011 | DocManager | CP532-011 Piezoelectric Dynamic Pressure Sensor Kit | CP532-011 | GaPO4 pressure sensor, matching IPC 704_511,-70°C to 560°C, 90 pC/bar, nominal pressure 0 to 50 bar, maximal pressure 100 bar, 3 m integral MI cable, Lemo type 0 connector and mounting adaptor, Ex approved. Kit consists of:<br> PNR 143-502-000-031 pressure sensor CP 502 <br> PNR 143-215-901-022 Adapter <br> PNR 809-104-000-011 End thread plug <br> PNR 143-215-902-011 Internal seal ring <br> PNR 143-215-903-011 outer seal ring | . | 90pC/bar | -70 | 560 | 2 | 10000 | LEMO type 0 | CPxxx, IPC707, GSI127, EC153, MA Seal, ABAxxx, JB105, JB116 | . |  |  |  | . | Austria | 90262000 | 0.23 |  | . | Dynamic Pressure Sensors | Dynamic pressure sensors (CP) | . | Ex ia G Zone 0 (Europa) / Validity : None Ex ia G Zone 0 (International) / Validity : None Ex ia G Zone 0 (Korea) / Validity : None Ex ia G Zone 0 (North America) / Validity : None Ex ia G Zone 0 (United Kingdom) / Validity : None Ex nA G Zone 2 (Europa) / Validity : None Ex nA G Zone 2 (International) / Validity : None Ex nA G Zone 2 (United Kingdom) / Validity : None Ex ia G Zone 0 (Europa) / Validity : None Ex ia G Zone 0 (International) / Validity : None Ex ia G Zone 0 (Korea) / Validity : None Ex ia G Zone 0 (North America) / Validity : None Ex ia G Zone 0 (United Kingdom) / Validity : None Ex nA G Zone 2 (Europa) / Validity : None Ex nA G Zone 2 (International) / Validity : None Ex nA G Zone 2 (United Kingdom) / Validity : None Ex ia G Zone 0 (Europa) / Validity : None Ex ia G Zone 0 (International) / Validity : None Ex ia G Zone 0 (Korea) / Validity : None Ex ia G Zone 0 (North America) / Validity : None Ex ia G Zone 0 (United Kingdom) / Validity : None Ex nA G Zone 2 (Europa) / Validity : None Ex nA G Zone 2 (International) / Validity : None Ex nA G Zone 2 (United Kingdom) / Validity : None Ex ia G Zone 0 (Europa) / Validity : None Ex ia G Zone 0 (International) / Validity : None Ex ia G Zone 0 (Korea) / Validity : None Ex ia G Zone 0 (North America) / Validity : None Ex ia G Zone 0 (United Kingdom) / Validity : None Ex nA G Zone 2 (Europa) / Validity : None Ex nA G Zone 2 (International) / Validity : None Ex nA G Zone 2 (United Kingdom) / Validity : None Ex ia G Zone 0 (Europa) / Validity : None Ex ia G Zone 0 (International) / Validity : None Ex ia G Zone 0 (Korea) / Validity : None Ex ia G Zone 0 (North America) / Validity : None Ex ia G Zone 0 (United Kingdom) / Validity : None Ex nA G Zone 2 (Europa) / Validity : None Ex nA G Zone 2 (International) / Validity : None Ex nA G Zone 2 (United Kingdom) / Validity : None Ex ia G Zone 0 (Europa) / Validity : None Ex ia G Zone 0 (International) / Validity : None Ex ia G Zone 0 (Korea) / Validity : None Ex ia G Zone 0 (North America) / Validity : None Ex ia G Zone 0 (United Kingdom) / Validity : None Ex nA G Zone 2 (Europa) / Validity : None Ex nA G Zone 2 (International) / Validity : None Ex nA G Zone 2 (United Kingdom) / Validity : None Ex ia G Zone 0 (Europa) / Validity : None Ex ia G Zone 0 (International) / Validity : None Ex ia G Zone 0 (Korea) / Validity : None Ex ia G Zone 0 (North America) / Validity : None Ex ia G Zone 0 (United Kingdom) / Validity : None Ex nA G Zone 2 (Europa) / Validity : None Ex nA G Zone 2 (International) / Validity : None Ex nA G Zone 2 (United Kingdom) / Validity : None Ex ia G Zone 0 (Europa) / Validity : None Ex ia G Zone 0 (International) / Validity : None Ex ia G Zone 0 (Korea) / Validity : None Ex ia G Zone 0 (North America) / Validity : None Ex ia G Zone 0 (United Kingdom) / Validity : None Ex nA G Zone 2 (Europa) / Validity : None Ex nA G Zone 2 (International) / Validity : None Ex nA G Zone 2 (United Kingdom) / Validity : None Ex ia G Zone 0 (Europa) / Validity : None Ex ia G Zone 0 (International) / Validity : None Ex ia G Zone 0 (Korea) / Validity : None Ex ia G Zone 0 (North America) / Validity : None Ex ia G Zone 0 (United Kingdom) / Validity : None Ex nA G Zone 2 (Europa) / Validity : None Ex nA G Zone 2 (International) / Validity : None Ex nA G Zone 2 (United Kingdom) / Validity : None Ex ia G Zone 0 (Europa) / Validity : None Ex ia G Zone 0 (International) / Validity : None Ex ia G Zone 0 (Korea) / Validity : None Ex ia G Zone 0 (North America) / Validity : None Ex ia G Zone 0 (United Kingdom) / Validity : None Ex nA G Zone 2 (Europa) / Validity : None Ex nA G Zone 2 (International) / Validity : None Ex nA G Zone 2 (United Kingdom) / Validity : None Ex ia G Zone 0 (Europa) / Validity : None Ex ia G Zone 0 (International) / Validity : None Ex ia G Zone 0 (Korea) / Validity : None Ex ia G Zone 0 (North America) / Validity : None Ex ia G Zone 0 (United Kingdom) / Validity : None Ex nA G Zone 2 (Europa) / Validity : None Ex nA G Zone 2 (International) / Validity : None Ex nA G Zone 2 (United Kingdom) / Validity : None Ex ia G Zone 0 (Europa) / Validity : None Ex ia G Zone 0 (International) / Validity : None Ex ia G Zone 0 (Korea) / Validity : None Ex ia G Zone 0 (North America) / Validity : None Ex ia G Zone 0 (United Kingdom) / Validity : None Ex nA G Zone 2 (Europa) / Validity : None Ex nA G Zone 2 (International) / Validity : None Ex nA G Zone 2 (United Kingdom) / Validity : None Ex ia G Zone 0 (Europa) / Validity : None Ex ia G Zone 0 (International) / Validity : None Ex ia G Zone 0 (Korea) / Validity : None Ex ia G Zone 0 (North America) / Validity : None Ex ia G Zone 0 (United Kingdom) / Validity : None Ex nA G Zone 2 (Europa) / Validity : None Ex nA G Zone 2 (International) / Validity : None Ex nA G Zone 2 (United Kingdom) / Validity : None Ex ia G Zone 0 (Europa) / Validity : None Ex ia G Zone 0 (International) / Validity : None Ex ia G Zone 0 (Korea) / Validity : None Ex ia G Zone 0 (North America) / Validity : None Ex ia G Zone 0 (United Kingdom) / Validity : None Ex nA G Zone 2 (Europa) / Validity : None Ex nA G Zone 2 (International) / Validity : None Ex nA G Zone 2 (United Kingdom) / Validity : None Ex ia G Zone 0 (Europa) / Validity : None Ex ia G Zone 0 (International) / Validity : None Ex ia G Zone 0 (Korea) / Validity : None Ex ia G Zone 0 (North America) / Validity : None Ex ia G Zone 0 (United Kingdom) / Validity : None Ex nA G Zone 2 (Europa) / Validity : None Ex nA G Zone 2 (International) / Validity : None Ex nA G Zone 2 (United Kingdom) / Validity : None Ex ia G Zone 0 (Europa) / Validity : None Ex ia G Zone 0 (International) / Validity : None Ex ia G Zone 0 (Korea) / Validity : None Ex ia G Zone 0 (North America) / Validity : None Ex ia G Zone 0 (United Kingdom) / Validity : None Ex nA G Zone 2 (Europa) / Validity : None Ex nA G Zone 2 (International) / Validity : None Ex nA G Zone 2 (United Kingdom) / Validity : None Ex ia G Zone 0 (Europa) / Validity : None Ex ia G Zone 0 (International) / Validity : None Ex ia G Zone 0 (Korea) / Validity : None Ex ia G Zone 0 (North America) / Validity : None Ex ia G Zone 0 (United Kingdom) / Validity : None Ex nA G Zone 2 (Europa) / Validity : None Ex nA G Zone 2 (International) / Validity : None Ex nA G Zone 2 (United Kingdom) / Validity : None Ex ia G Zone 0 (Europa) / Validity : None Ex ia G Zone 0 (International) / Validity : None Ex ia G Zone 0 (Korea) / Validity : None Ex ia G Zone 0 (North America) / Validity : None Ex ia G Zone 0 (United Kingdom) / Validity : None Ex nA G Zone 2 (Europa) / Validity : None Ex nA G Zone 2 (International) / Validity : None Ex nA G Zone 2 (United Kingdom) / Validity : None Ex ia G Zone 0 (Europa) / Validity : None Ex ia G Zone 0 (International) / Validity : None Ex ia G Zone 0 (Korea) / Validity : None Ex ia G Zone 0 (North America) / Validity : None Ex ia G Zone 0 (United Kingdom) / Validity : None Ex nA G Zone 2 (Europa) / Validity : None Ex nA G Zone 2 (International) / Validity : None Ex nA G Zone 2 (United Kingdom) / Validity : None Ex ia G Zone 0 (Europa) / Validity : None Ex ia G Zone 0 (International) / Validity : None Ex ia G Zone 0 (Korea) / Validity : None Ex ia G Zone 0 (North America) / Validity : None Ex ia G Zone 0 (United Kingdom) / Validity : None Ex nA G Zone 2 (Europa) / Validity : None Ex nA G Zone 2 (International) / Validity : None Ex nA G Zone 2 (United Kingdom) / Validity : None Ex ia G Zone 0 (Europa) / Validity : None Ex ia G Zone 0 (International) / Validity : None Ex ia G Zone 0 (Korea) / Validity : None Ex ia G Zone 0 (North America) / Validity : None Ex ia G Zone 0 (United Kingdom) / Validity : None Ex nA G Zone 2 (Europa) / Validity : None Ex nA G Zone 2 (International) / Validity : None Ex nA G Zone 2 (United Kingdom) / Validity : None Ex ia G Zone 0 (Europa) / Validity : None Ex ia G Zone 0 (International) / Validity : None Ex ia G Zone 0 (Korea) / Validity : None Ex ia G Zone 0 (North America) / Validity : None Ex ia G Zone 0 (United Kingdom) / Validity : None Ex nA G Zone 2 (Europa) / Validity : None Ex nA G Zone 2 (International) / Validity : None Ex nA G Zone 2 (United Kingdom) / Validity : None Ex ia G Zone 0 (Europa) / Validity : None Ex ia G Zone 0 (International) / Validity : None Ex ia G Zone 0 (Korea) / Validity : None Ex ia G Zone 0 (North America) / Validity : None Ex ia G Zone 0 (United Kingdom) / Validity : None Ex nA G Zone 2 (Europa) / Validity : None Ex nA G Zone 2 (International) / Validity : None Ex nA G Zone 2 (United Kingdom) / Validity : None Ex ia G Zone 0 (Europa) / Validity : None Ex ia G Zone 0 (International) / Validity : None Ex ia G Zone 0 (Korea) / Validity : None Ex ia G Zone 0 (North America) / Validity : None Ex ia G Zone 0 (United Kingdom) / Validity : None Ex nA G Zone 2 (Europa) / Validity : None Ex nA G Zone 2 (International) / Validity : None Ex nA G Zone 2 (United Kingdom) / Validity : None Ex ia G Zone 0 (Europa) / Validity : None Ex ia G Zone 0 (International) / Validity : None Ex ia G Zone 0 (Korea) / Validity : None Ex ia G Zone 0 (North America) / Validity : None Ex ia G Zone 0 (United Kingdom) / Validity : None Ex nA G Zone 2 (Europa) / Validity : None Ex nA G Zone 2 (International) / Validity : None Ex nA G Zone 2 (United Kingdom) / Validity : None Ex ia G Zone 0 (Europa) / Validity : None Ex ia G Zone 0 (International) / Validity : None Ex ia G Zone 0 (North America) / Validity : None Ex ia G Zone 0 (United Kingdom) / Validity : None Ex nA G Zone 2 (Europa) / Validity : None Ex nA G Zone 2 (International) / Validity : None Ex nA G Zone 2 (United Kingdom) / Validity : None Ex ia G Zone 0 (Europa) / Validity : None Ex ia G Zone 0 (International) / Validity : None Ex ia G Zone 0 (North America) / Validity : None Ex ia G Zone 0 (United Kingdom) / Validity : None Ex nA G Zone 2 (Europa) / Validity : None Ex nA G Zone 2 (International) / Validity : None Ex nA G Zone 2 (United Kingdom) / Validity : None Ex ia G Zone 0 (Europa) / Validity : None Ex ia G Zone 0 (International) / Validity : None Ex ia G Zone 0 (North America) / Validity : None Ex ia G Zone 0 (United Kingdom) / Validity : None Ex nA G Zone 2 (Europa) / Validity : None Ex nA G Zone 2 (International) / Validity : None Ex nA G Zone 2 (United Kingdom) / Validity : None Ex ia G Zone 0 (Europa) / Validity : None Ex ia G Zone 0 (International) / Validity : None Ex ia G Zone 0 (North America) / Validity : None Ex ia G Zone 0 (United Kingdom) / Validity : None Ex nA G Zone 2 (Europa) / Validity : None Ex nA G Zone 2 (International) / Validity : None Ex nA G Zone 2 (United Kingdom) / Validity : None Ex ia G Zone 0 (Europa) / Validity : None Ex ia G Zone 0 (International) / Validity : None Ex ia G Zone 0 (Korea) / Validity : None Ex ia G Zone 0 (North America) / Validity : None Ex ia G Zone 0 (United Kingdom) / Validity : None Ex nA G Zone 2 (Europa) / Validity : None Ex nA G Zone 2 (International) / Validity : None Ex nA G Zone 2 (United Kingdom) / Validity : None Ex ia G Zone 0 (Europa) / Validity : None Ex ia G Zone 0 (International) / Validity : None Ex ia G Zone 0 (Korea) / Validity : None Ex ia G Zone 0 (North America) / Validity : None Ex ia G Zone 0 (United Kingdom) / Validity : None Ex nA G Zone 2 (Europa) / Validity : None Ex nA G Zone 2 (International) / Validity : None Ex nA G Zone 2 (United Kingdom) / Validity : None Ex ia G Zone 0 (Europa) / Validity : None Ex ia G Zone 0 (International) / Validity : None Ex ia G Zone 0 (Korea) / Validity : None Ex ia G Zone 0 (North America) / Validity : None Ex ia G Zone 0 (United Kingdom) / Validity : None Ex nA G Zone 2 (Europa) / Validity : None Ex nA G Zone 2 (International) / Validity : None Ex nA G Zone 2 (United Kingdom) / Validity : None Ex ia G Zone 0 (Europa) / Validity : None Ex ia G Zone 0 (International) / Validity : None Ex ia G Zone 0 (Korea) / Validity : None Ex ia G Zone 0 (North America) / Validity : None Ex ia G Zone 0 (United Kingdom) / Validity : None Ex nA G Zone 2 (Europa) / Validity : None Ex nA G Zone 2 (International) / Validity : None Ex nA G Zone 2 (United Kingdom) / Validity : None Ex ia G Zone 0 (Europa) / Validity : None Ex ia G Zone 0 (International) / Validity : None Ex ia G Zone 0 (Korea) / Validity : None Ex ia G Zone 0 (North America) / Validity : None Ex ia G Zone 0 (United Kingdom) / Validity : None Ex nA G Zone 2 (Europa) / Validity : None Ex nA G Zone 2 (International) / Validity : None Ex nA G Zone 2 (United Kingdom) / Validity : None Ex ia G Zone 0 (Europa) / Validity : None Ex ia G Zone 0 (International) / Validity : None Ex ia G Zone 0 (Korea) / Validity : None Ex ia G Zone 0 (North America) / Validity : None Ex ia G Zone 0 (United Kingdom) / Validity : None Ex ib G Zone 1 (Japan) / Validity : 22.08.2025 Ex nA G Zone 2 (Europa) / Validity : None Ex nA G Zone 2 (International) / Validity : None Ex nA G Zone 2 (United Kingdom) / Validity : None Ex ia G Zone 0 (Europa) / Validity : None Ex ia G Zone 0 (International) / Validity : None Ex ia G Zone 0 (Korea) / Validity : None Ex ia G Zone 0 (North America) / Validity : None Ex ia G Zone 0 (United Kingdom) / Validity : None Ex nA G Zone 2 (Europa) / Validity : None Ex nA G Zone 2 (International) / Validity : None Ex nA G Zone 2 (United Kingdom) / Validity : None Ex ia G Zone 0 (Europa) / Validity : None Ex ia G Zone 0 (International) / Validity : None Ex ia G Zone 0 (Korea) / Validity : None Ex ia G Zone 0 (North America) / Validity : None Ex ia G Zone 0 (United Kingdom) / Validity : None Ex nA G Zone 2 (Europa) / Validity : None Ex nA G Zone 2 (International) / Validity : None Ex nA G Zone 2 (United Kingdom) / Validity : None Ex ia G Zone 0 (Europa) / Validity : None Ex ia G Zone 0 (International) / Validity : None Ex ia G Zone 0 (Korea) / Validity : None Ex ia G Zone 0 (North America) / Validity : None Ex ia G Zone 0 (United Kingdom) / Validity : None Ex ib G Zone 1 (Japan) / Validity : 24.05.2024 Ex nA G Zone 2 (Europa) / Validity : None Ex nA G Zone 2 (International) / Validity : None Ex nA G Zone 2 (United Kingdom) / Validity : None Ex ia G Zone 0 (Europa) / Validity : None Ex ia G Zone 0 (International) / Validity : None Ex ia G Zone 0 (Korea) / Validity : None Ex ia G Zone 0 (North America) / Validity : None Ex ia G Zone 0 (United Kingdom) / Validity : None Ex nA G Zone 2 (Europa) / Validity : None Ex nA G Zone 2 (International) / Validity : None Ex nA G Zone 2 (United Kingdom) / Validity : None Ex ia G Zone 0 (Europa) / Validity : None Ex ia G Zone 0 (International) / Validity : None Ex ia G Zone 0 (Korea) / Validity : None Ex ia G Zone 0 (North America) / Validity : None Ex ia G Zone 0 (United Kingdom) / Validity : None Ex nA G Zone 2 (Europa) / Validity : None Ex nA G Zone 2 (International) / Validity : None Ex nA G Zone 2 (United Kingdom) / Validity : None Ex ia G Zone 0 (Europa) / Validity : None Ex ia G Zone 0 (International) / Validity : None Ex ia G Zone 0 (Korea) / Validity : None Ex ia G Zone 0 (North America) / Validity : None Ex ia G Zone 0 (United Kingdom) / Validity : None Ex nA G Zone 2 (Europa) / Validity : None Ex nA G Zone 2 (International) / Validity : None Ex nA G Zone 2 (United Kingdom) / Validity : None Ex ia G Zone 0 (Europa) / Validity : None Ex ia G Zone 0 (International) / Validity : None Ex ia G Zone 0 (Korea) / Validity : None Ex ia G Zone 0 (North America) / Validity : None Ex ia G Zone 0 (United Kingdom) / Validity : None Ex nA G Zone 2 (Europa) / Validity : None Ex nA G Zone 2 (International) / Validity : None Ex nA G Zone 2 (United Kingdom) / Validity : None Ex ia G Zone 0 (Europa) / Validity : None Ex ia G Zone 0 (International) / Validity : None Ex ia G Zone 0 (Korea) / Validity : None Ex ia G Zone 0 (North America) / Validity : None Ex ia G Zone 0 (United Kingdom) / Validity : None Ex nA G Zone 2 (Europa) / Validity : None Ex nA G Zone 2 (International) / Validity : None Ex nA G Zone 2 (United Kingdom) / Validity : None Ex ia G Zone 0 (Europa) / Validity : None Ex ia G Zone 0 (International) / Validity : None Ex ia G Zone 0 (Korea) / Validity : None Ex ia G Zone 0 (North America) / Validity : None Ex ia G Zone 0 (United Kingdom) / Validity : None Ex nA G Zone 2 (Europa) / Validity : None Ex nA G Zone 2 (International) / Validity : None Ex nA G Zone 2 (United Kingdom) / Validity : None Ex ia G Zone 0 (Europa) / Validity : None Ex ia G Zone 0 (International) / Validity : None Ex ia G Zone 0 (Korea) / Validity : None Ex ia G Zone 0 (North America) / Validity : None Ex ia G Zone 0 (United Kingdom) / Validity : None Ex nA G Zone 2 (Europa) / Validity : None Ex nA G Zone 2 (International) / Validity : None Ex nA G Zone 2 (United Kingdom) / Validity : None Ex ia G Zone 0 (Europa) / Validity : None Ex ia G Zone 0 (International) / Validity : None Ex ia G Zone 0 (Korea) / Validity : None Ex ia G Zone 0 (North America) / Validity : None Ex ia G Zone 0 (United Kingdom) / Validity : None Ex nA G Zone 2 (Europa) / Validity : None Ex nA G Zone 2 (International) / Validity : None Ex nA G Zone 2 (United Kingdom) / Validity : None Ex ia G Zone 0 (Europa) / Validity : None Ex ia G Zone 0 (International) / Validity : None Ex ia G Zone 0 (Korea) / Validity : None Ex ia G Zone 0 (North America) / Validity : None Ex ia G Zone 0 (United Kingdom) / Validity : None Ex nA G Zone 2 (Europa) / Validity : None Ex nA G Zone 2 (International) / Validity : None Ex nA G Zone 2 (United Kingdom) / Validity : None Ex ia G Zone 0 (Europa) / Validity : None Ex ia G Zone 0 (International) / Validity : None Ex ia G Zone 0 (Korea) / Validity : None Ex ia G Zone 0 (North America) / Validity : None Ex ia G Zone 0 (United Kingdom) / Validity : None Ex nA G Zone 2 (Europa) / Validity : None Ex nA G Zone 2 (International) / Validity : None Ex nA G Zone 2 (United Kingdom) / Validity : None Ex ia G Zone 0 (Europa) / Validity : None Ex ia G Zone 0 (International) / Validity : None Ex ia G Zone 0 (Korea) / Validity : None Ex ia G Zone 0 (North America) / Validity : None Ex ia G Zone 0 (United Kingdom) / Validity : None Ex nA G Zone 2 (Europa) / Validity : None Ex nA G Zone 2 (International) / Validity : None Ex nA G Zone 2 (United Kingdom) / Validity : None Ex ia G Zone 0 (Europa) / Validity : None Ex ia G Zone 0 (International) / Validity : None Ex ia G Zone 0 (Korea) / Validity : None Ex ia G Zone 0 (North America) / Validity : None Ex ia G Zone 0 (United Kingdom) / Validity : None Ex nA G Zone 2 (Europa) / Validity : None Ex nA G Zone 2 (International) / Validity : None Ex nA G Zone 2 (United Kingdom) / Validity : None Ex ia G Zone 0 (Europa) / Validity : None Ex ia G Zone 0 (International) / Validity : None Ex ia G Zone 0 (Korea) / Validity : None Ex ia G Zone 0 (North America) / Validity : None Ex ia G Zone 0 (United Kingdom) / Validity : None Ex nA G Zone 2 (Europa) / Validity : None Ex nA G Zone 2 (International) / Validity : None Ex nA G Zone 2 (United Kingdom) / Validity : None Ex ia G Zone 0 (Europa) / Validity : None Ex ia G Zone 0 (International) / Validity : None Ex ia G Zone 0 (Korea) / Validity : None Ex ia G Zone 0 (North America) / Validity : None Ex ia G Zone 0 (United Kingdom) / Validity : None Ex nA G Zone 2 (Europa) / Validity : None Ex nA G Zone 2 (International) / Validity : None Ex nA G Zone 2 (United Kingdom) / Validity : None Ex ia G Zone 0 (Europa) / Validity : None Ex ia G Zone 0 (International) / Validity : None Ex ia G Zone 0 (Korea) / Validity : None Ex ia G Zone 0 (North America) / Validity : None Ex ia G Zone 0 (United Kingdom) / Validity : None Ex nA G Zone 2 (Europa) / Validity : None Ex nA G Zone 2 (International) / Validity : None Ex nA G Zone 2 (United Kingdom) / Validity : None Ex ia G Zone 0 (Europa) / Validity : None Ex ia G Zone 0 (International) / Validity : None Ex ia G Zone 0 (Korea) / Validity : None Ex ia G Zone 0 (North America) / Validity : None Ex ia G Zone 0 (United Kingdom) / Validity : None Ex nA G Zone 2 (Europa) / Validity : None Ex nA G Zone 2 (International) / Validity : None Ex nA G Zone 2 (United Kingdom) / Validity : None Ex ia G Zone 0 (Europa) / Validity : None Ex ia G Zone 0 (International) / Validity : None Ex ia G Zone 0 (Korea) / Validity : None Ex ia G Zone 0 (North America) / Validity : None Ex ia G Zone 0 (United Kingdom) / Validity : None Ex nA G Zone 2 (Europa) / Validity : None Ex nA G Zone 2 (International) / Validity : None Ex nA G Zone 2 (United Kingdom) / Validity : None Ex ia G Zone 0 (Europa) / Validity : None Ex ia G Zone 0 (International) / Validity : None Ex ia G Zone 0 (Korea) / Validity : None Ex ia G Zone 0 (North America) / Validity : None Ex ia G Zone 0 (United Kingdom) / Validity : None Ex nA G Zone 2 (Europa) / Validity : None Ex nA G Zone 2 (International) / Validity : None Ex nA G Zone 2 (United Kingdom) / Validity : None Ex ia G Zone 0 (Europa) / Validity : None Ex ia G Zone 0 (International) / Validity : None Ex ia G Zone 0 (North America) / Validity : None Ex ia G Zone 0 (United Kingdom) / Validity : None Ex nA G Zone 2 (Europa) / Validity : None Ex nA G Zone 2 (International) / Validity : None Ex nA G Zone 2 (United Kingdom) / Validity : None Ex ia G Zone 0 (Europa) / Validity : None Ex ia G Zone 0 (International) / Validity : None Ex ia G Zone 0 (North America) / Validity : None Ex ia G Zone 0 (United Kingdom) / Validity : None Ex nA G Zone 2 (Europa) / Validity : None Ex nA G Zone 2 (International) / Validity : None Ex nA G Zone 2 (United Kingdom) / Validity : None Ex ia G Zone 0 (Europa) / Validity : None Ex ia G Zone 0 (International) / Validity : None Ex ia G Zone 0 (North America) / Validity : None Ex ia G Zone 0 (United Kingdom) / Validity : None Ex nA G Zone 2 (Europa) / Validity : None Ex nA G Zone 2 (International) / Validity : None Ex nA G Zone 2 (United Kingdom) / Validity : None Ex ia G Zone 0 (Europa) / Validity : None Ex ia G Zone 0 (International) / Validity : None Ex ia G Zone 0 (Korea) / Validity : None Ex ia G Zone 0 (North America) / Validity : None Ex ia G Zone 0 (United Kingdom) / Validity : None Ex nA G Zone 2 (Europa) / Validity : None Ex nA G Zone 2 (International) / Validity : None Ex nA G Zone 2 (United Kingdom) / Validity : None Ex ia G Zone 0 (Europa) / Validity : None Ex ia G Zone 0 (International) / Validity : None Ex ia G Zone 0 (North America) / Validity : None Ex ia G Zone 0 (Russia, Belarus, Kyrgyzstan, Armenia, Kazakhstan) / Validity : 18.02.2026 Ex nA G Zone 2 (Europa) / Validity : None Ex nA G Zone 2 (International) / Validity : None Ex nA G Zone 2 (North America) / Validity : None Ex nA G Zone 2 (Russia, Belarus, Kyrgyzstan, Armenia, Kazakhstan) / Validity : 18.02.2026 | No | No | .
143-545-000-01x | 143-545-000-011 | DocManager | CP545-011 Piezoelectric Dynamic Pressure Sensor | CP545-011 | GaPO4 pressure sensor, matching IPC 704_511, -70°C to 560°C, 90 pC/bar, nominal pressure 0 to 50 bar, maximal pressure 100 bar, 4.1 m integral MI cable with double braid 0.795 m, Lemo type 0 connector, Ex approved | . | 90pC/bar | -70 | 560 | 2 | 10000 | LEMO type 0 | CPxxx, IPC707, GSI127, EC153, MA Seal, ABAxxx, JB105, JB116 | . |  |  |  | . | Switzerland | 90319000999 |  |  | . | Dynamic Pressure Sensors | Dynamic pressure sensors (CP) | . | Ex ia G Zone 0 (Europa) / Validity : None Ex ia G Zone 0 (International) / Validity : None Ex ia G Zone 0 (Korea) / Validity : None Ex ia G Zone 0 (North America) / Validity : None Ex ia G Zone 0 (United Kingdom) / Validity : None Ex nA G Zone 2 (Europa) / Validity : None Ex nA G Zone 2 (International) / Validity : None Ex nA G Zone 2 (United Kingdom) / Validity : None Ex ia G Zone 0 (Europa) / Validity : None Ex ia G Zone 0 (International) / Validity : None Ex ia G Zone 0 (Korea) / Validity : None Ex ia G Zone 0 (North America) / Validity : None Ex ia G Zone 0 (United Kingdom) / Validity : None Ex nA G Zone 2 (Europa) / Validity : None Ex nA G Zone 2 (International) / Validity : None Ex nA G Zone 2 (United Kingdom) / Validity : None Ex ia G Zone 0 (Europa) / Validity : None Ex ia G Zone 0 (International) / Validity : None Ex ia G Zone 0 (Korea) / Validity : None Ex ia G Zone 0 (North America) / Validity : None Ex ia G Zone 0 (United Kingdom) / Validity : None Ex nA G Zone 2 (Europa) / Validity : None Ex nA G Zone 2 (International) / Validity : None Ex nA G Zone 2 (United Kingdom) / Validity : None Ex ia G Zone 0 (Europa) / Validity : None Ex ia G Zone 0 (International) / Validity : None Ex ia G Zone 0 (Korea) / Validity : None Ex ia G Zone 0 (North America) / Validity : None Ex ia G Zone 0 (United Kingdom) / Validity : None Ex nA G Zone 2 (Europa) / Validity : None Ex nA G Zone 2 (International) / Validity : None Ex nA G Zone 2 (United Kingdom) / Validity : None Ex ia G Zone 0 (Europa) / Validity : None Ex ia G Zone 0 (International) / Validity : None Ex ia G Zone 0 (Korea) / Validity : None Ex ia G Zone 0 (North America) / Validity : None Ex ia G Zone 0 (United Kingdom) / Validity : None Ex nA G Zone 2 (Europa) / Validity : None Ex nA G Zone 2 (International) / Validity : None Ex nA G Zone 2 (United Kingdom) / Validity : None Ex ia G Zone 0 (Europa) / Validity : None Ex ia G Zone 0 (International) / Validity : None Ex ia G Zone 0 (Korea) / Validity : None Ex ia G Zone 0 (North America) / Validity : None Ex ia G Zone 0 (United Kingdom) / Validity : None Ex nA G Zone 2 (Europa) / Validity : None Ex nA G Zone 2 (International) / Validity : None Ex nA G Zone 2 (United Kingdom) / Validity : None Ex ia G Zone 0 (Europa) / Validity : None Ex ia G Zone 0 (International) / Validity : None Ex ia G Zone 0 (Korea) / Validity : None Ex ia G Zone 0 (North America) / Validity : None Ex ia G Zone 0 (United Kingdom) / Validity : None Ex nA G Zone 2 (Europa) / Validity : None Ex nA G Zone 2 (International) / Validity : None Ex nA G Zone 2 (United Kingdom) / Validity : None Ex ia G Zone 0 (Europa) / Validity : None Ex ia G Zone 0 (International) / Validity : None Ex ia G Zone 0 (Korea) / Validity : None Ex ia G Zone 0 (North America) / Validity : None Ex ia G Zone 0 (United Kingdom) / Validity : None Ex nA G Zone 2 (Europa) / Validity : None Ex nA G Zone 2 (International) / Validity : None Ex nA G Zone 2 (United Kingdom) / Validity : None Ex ia G Zone 0 (Europa) / Validity : None Ex ia G Zone 0 (International) / Validity : None Ex ia G Zone 0 (Korea) / Validity : None Ex ia G Zone 0 (North America) / Validity : None Ex ia G Zone 0 (United Kingdom) / Validity : None Ex nA G Zone 2 (Europa) / Validity : None Ex nA G Zone 2 (International) / Validity : None Ex nA G Zone 2 (United Kingdom) / Validity : None Ex ia G Zone 0 (Europa) / Validity : None Ex ia G Zone 0 (International) / Validity : None Ex ia G Zone 0 (Korea) / Validity : None Ex ia G Zone 0 (North America) / Validity : None Ex ia G Zone 0 (United Kingdom) / Validity : None Ex nA G Zone 2 (Europa) / Validity : None Ex nA G Zone 2 (International) / Validity : None Ex nA G Zone 2 (United Kingdom) / Validity : None Ex ia G Zone 0 (Europa) / Validity : None Ex ia G Zone 0 (International) / Validity : None Ex ia G Zone 0 (Korea) / Validity : None Ex ia G Zone 0 (North America) / Validity : None Ex ia G Zone 0 (United Kingdom) / Validity : None Ex nA G Zone 2 (Europa) / Validity : None Ex nA G Zone 2 (International) / Validity : None Ex nA G Zone 2 (United Kingdom) / Validity : None Ex ia G Zone 0 (Europa) / Validity : None Ex ia G Zone 0 (International) / Validity : None Ex ia G Zone 0 (Korea) / Validity : None Ex ia G Zone 0 (North America) / Validity : None Ex ia G Zone 0 (United Kingdom) / Validity : None Ex nA G Zone 2 (Europa) / Validity : None Ex nA G Zone 2 (International) / Validity : None Ex nA G Zone 2 (United Kingdom) / Validity : None Ex ia G Zone 0 (Europa) / Validity : None Ex ia G Zone 0 (International) / Validity : None Ex ia G Zone 0 (Korea) / Validity : None Ex ia G Zone 0 (North America) / Validity : None Ex ia G Zone 0 (United Kingdom) / Validity : None Ex nA G Zone 2 (Europa) / Validity : None Ex nA G Zone 2 (International) / Validity : None Ex nA G Zone 2 (United Kingdom) / Validity : None Ex ia G Zone 0 (Europa) / Validity : None Ex ia G Zone 0 (International) / Validity : None Ex ia G Zone 0 (Korea) / Validity : None Ex ia G Zone 0 (North America) / Validity : None Ex ia G Zone 0 (United Kingdom) / Validity : None Ex nA G Zone 2 (Europa) / Validity : None Ex nA G Zone 2 (International) / Validity : None Ex nA G Zone 2 (United Kingdom) / Validity : None Ex ia G Zone 0 (Europa) / Validity : None Ex ia G Zone 0 (International) / Validity : None Ex ia G Zone 0 (Korea) / Validity : None Ex ia G Zone 0 (North America) / Validity : None Ex ia G Zone 0 (United Kingdom) / Validity : None Ex nA G Zone 2 (Europa) / Validity : None Ex nA G Zone 2 (International) / Validity : None Ex nA G Zone 2 (United Kingdom) / Validity : None Ex ia G Zone 0 (Europa) / Validity : None Ex ia G Zone 0 (International) / Validity : None Ex ia G Zone 0 (Korea) / Validity : None Ex ia G Zone 0 (North America) / Validity : None Ex ia G Zone 0 (United Kingdom) / Validity : None Ex nA G Zone 2 (Europa) / Validity : None Ex nA G Zone 2 (International) / Validity : None Ex nA G Zone 2 (United Kingdom) / Validity : None Ex ia G Zone 0 (Europa) / Validity : None Ex ia G Zone 0 (International) / Validity : None Ex ia G Zone 0 (Korea) / Validity : None Ex ia G Zone 0 (North America) / Validity : None Ex ia G Zone 0 (United Kingdom) / Validity : None Ex nA G Zone 2 (Europa) / Validity : None Ex nA G Zone 2 (International) / Validity : None Ex nA G Zone 2 (United Kingdom) / Validity : None Ex ia G Zone 0 (Europa) / Validity : None Ex ia G Zone 0 (International) / Validity : None Ex ia G Zone 0 (Korea) / Validity : None Ex ia G Zone 0 (North America) / Validity : None Ex ia G Zone 0 (United Kingdom) / Validity : None Ex nA G Zone 2 (Europa) / Validity : None Ex nA G Zone 2 (International) / Validity : None Ex nA G Zone 2 (United Kingdom) / Validity : None Ex ia G Zone 0 (Europa) / Validity : None Ex ia G Zone 0 (International) / Validity : None Ex ia G Zone 0 (Korea) / Validity : None Ex ia G Zone 0 (North America) / Validity : None Ex ia G Zone 0 (United Kingdom) / Validity : None Ex nA G Zone 2 (Europa) / Validity : None Ex nA G Zone 2 (International) / Validity : None Ex nA G Zone 2 (United Kingdom) / Validity : None Ex ia G Zone 0 (Europa) / Validity : None Ex ia G Zone 0 (International) / Validity : None Ex ia G Zone 0 (Korea) / Validity : None Ex ia G Zone 0 (North America) / Validity : None Ex ia G Zone 0 (United Kingdom) / Validity : None Ex nA G Zone 2 (Europa) / Validity : None Ex nA G Zone 2 (International) / Validity : None Ex nA G Zone 2 (United Kingdom) / Validity : None Ex ia G Zone 0 (Europa) / Validity : None Ex ia G Zone 0 (International) / Validity : None Ex ia G Zone 0 (Korea) / Validity : None Ex ia G Zone 0 (North America) / Validity : None Ex ia G Zone 0 (United Kingdom) / Validity : None Ex nA G Zone 2 (Europa) / Validity : None Ex nA G Zone 2 (International) / Validity : None Ex nA G Zone 2 (United Kingdom) / Validity : None Ex ia G Zone 0 (Europa) / Validity : None Ex ia G Zone 0 (International) / Validity : None Ex ia G Zone 0 (Korea) / Validity : None Ex ia G Zone 0 (North America) / Validity : None Ex ia G Zone 0 (United Kingdom) / Validity : None Ex nA G Zone 2 (Europa) / Validity : None Ex nA G Zone 2 (International) / Validity : None Ex nA G Zone 2 (United Kingdom) / Validity : None Ex ia G Zone 0 (Europa) / Validity : None Ex ia G Zone 0 (International) / Validity : None Ex ia G Zone 0 (Korea) / Validity : None Ex ia G Zone 0 (North America) / Validity : None Ex ia G Zone 0 (United Kingdom) / Validity : None Ex nA G Zone 2 (Europa) / Validity : None Ex nA G Zone 2 (International) / Validity : None Ex nA G Zone 2 (United Kingdom) / Validity : None Ex ia G Zone 0 (Europa) / Validity : None Ex ia G Zone 0 (International) / Validity : None Ex ia G Zone 0 (Korea) / Validity : None Ex ia G Zone 0 (North America) / Validity : None Ex ia G Zone 0 (United Kingdom) / Validity : None Ex nA G Zone 2 (Europa) / Validity : None Ex nA G Zone 2 (International) / Validity : None Ex nA G Zone 2 (United Kingdom) / Validity : None Ex ia G Zone 0 (Europa) / Validity : None Ex ia G Zone 0 (International) / Validity : None Ex ia G Zone 0 (Korea) / Validity : None Ex ia G Zone 0 (North America) / Validity : None Ex ia G Zone 0 (United Kingdom) / Validity : None Ex nA G Zone 2 (Europa) / Validity : None Ex nA G Zone 2 (International) / Validity : None Ex nA G Zone 2 (United Kingdom) / Validity : None Ex ia G Zone 0 (Europa) / Validity : None Ex ia G Zone 0 (International) / Validity : None Ex ia G Zone 0 (North America) / Validity : None Ex ia G Zone 0 (United Kingdom) / Validity : None Ex nA G Zone 2 (Europa) / Validity : None Ex nA G Zone 2 (International) / Validity : None Ex nA G Zone 2 (United Kingdom) / Validity : None Ex ia G Zone 0 (Europa) / Validity : None Ex ia G Zone 0 (International) / Validity : None Ex ia G Zone 0 (North America) / Validity : None Ex ia G Zone 0 (United Kingdom) / Validity : None Ex nA G Zone 2 (Europa) / Validity : None Ex nA G Zone 2 (International) / Validity : None Ex nA G Zone 2 (United Kingdom) / Validity : None Ex ia G Zone 0 (Europa) / Validity : None Ex ia G Zone 0 (International) / Validity : None Ex ia G Zone 0 (North America) / Validity : None Ex ia G Zone 0 (United Kingdom) / Validity : None Ex nA G Zone 2 (Europa) / Validity : None Ex nA G Zone 2 (International) / Validity : None Ex nA G Zone 2 (United Kingdom) / Validity : None Ex ia G Zone 0 (Europa) / Validity : None Ex ia G Zone 0 (International) / Validity : None Ex ia G Zone 0 (North America) / Validity : None Ex ia G Zone 0 (United Kingdom) / Validity : None Ex nA G Zone 2 (Europa) / Validity : None Ex nA G Zone 2 (International) / Validity : None Ex nA G Zone 2 (United Kingdom) / Validity : None Ex ia G Zone 0 (Europa) / Validity : None Ex ia G Zone 0 (International) / Validity : None Ex ia G Zone 0 (Korea) / Validity : None Ex ia G Zone 0 (North America) / Validity : None Ex ia G Zone 0 (United Kingdom) / Validity : None Ex nA G Zone 2 (Europa) / Validity : None Ex nA G Zone 2 (International) / Validity : None Ex nA G Zone 2 (United Kingdom) / Validity : None Ex ia G Zone 0 (Europa) / Validity : None Ex ia G Zone 0 (International) / Validity : None Ex ia G Zone 0 (Korea) / Validity : None Ex ia G Zone 0 (North America) / Validity : None Ex ia G Zone 0 (United Kingdom) / Validity : None Ex nA G Zone 2 (Europa) / Validity : None Ex nA G Zone 2 (International) / Validity : None Ex nA G Zone 2 (United Kingdom) / Validity : None Ex ia G Zone 0 (Europa) / Validity : None Ex ia G Zone 0 (International) / Validity : None Ex ia G Zone 0 (Korea) / Validity : None Ex ia G Zone 0 (North America) / Validity : None Ex ia G Zone 0 (United Kingdom) / Validity : None Ex nA G Zone 2 (Europa) / Validity : None Ex nA G Zone 2 (International) / Validity : None Ex nA G Zone 2 (United Kingdom) / Validity : None Ex ia G Zone 0 (Europa) / Validity : None Ex ia G Zone 0 (International) / Validity : None Ex ia G Zone 0 (Korea) / Validity : None Ex ia G Zone 0 (North America) / Validity : None Ex ia G Zone 0 (United Kingdom) / Validity : None Ex nA G Zone 2 (Europa) / Validity : None Ex nA G Zone 2 (International) / Validity : None Ex nA G Zone 2 (United Kingdom) / Validity : None Ex ia G Zone 0 (Europa) / Validity : None Ex ia G Zone 0 (International) / Validity : None Ex ia G Zone 0 (Korea) / Validity : None Ex ia G Zone 0 (North America) / Validity : None Ex ia G Zone 0 (United Kingdom) / Validity : None Ex nA G Zone 2 (Europa) / Validity : None Ex nA G Zone 2 (International) / Validity : None Ex nA G Zone 2 (United Kingdom) / Validity : None Ex ia G Zone 0 (Europa) / Validity : None Ex ia G Zone 0 (International) / Validity : None Ex ia G Zone 0 (Korea) / Validity : None Ex ia G Zone 0 (North America) / Validity : None Ex ia G Zone 0 (United Kingdom) / Validity : None Ex ib G Zone 1 (Japan) / Validity : 22.08.2025 Ex nA G Zone 2 (Europa) / Validity : None Ex nA G Zone 2 (International) / Validity : None Ex nA G Zone 2 (United Kingdom) / Validity : None Ex ia G Zone 0 (Europa) / Validity : None Ex ia G Zone 0 (International) / Validity : None Ex ia G Zone 0 (Korea) / Validity : None Ex ia G Zone 0 (North America) / Validity : None Ex ia G Zone 0 (United Kingdom) / Validity : None Ex nA G Zone 2 (Europa) / Validity : None Ex nA G Zone 2 (International) / Validity : None Ex nA G Zone 2 (United Kingdom) / Validity : None Ex ia G Zone 0 (Europa) / Validity : None Ex ia G Zone 0 (International) / Validity : None Ex ia G Zone 0 (Korea) / Validity : None Ex ia G Zone 0 (North America) / Validity : None Ex ia G Zone 0 (United Kingdom) / Validity : None Ex nA G Zone 2 (Europa) / Validity : None Ex nA G Zone 2 (International) / Validity : None Ex nA G Zone 2 (United Kingdom) / Validity : None Ex ia G Zone 0 (Europa) / Validity : None Ex ia G Zone 0 (International) / Validity : None Ex ia G Zone 0 (Korea) / Validity : None Ex ia G Zone 0 (North America) / Validity : None Ex ia G Zone 0 (United Kingdom) / Validity : None Ex ib G Zone 1 (Japan) / Validity : 24.05.2024 Ex nA G Zone 2 (Europa) / Validity : None Ex nA G Zone 2 (International) / Validity : None Ex nA G Zone 2 (United Kingdom) / Validity : None Ex ia G Zone 0 (Europa) / Validity : None Ex ia G Zone 0 (International) / Validity : None Ex ia G Zone 0 (Korea) / Validity : None Ex ia G Zone 0 (North America) / Validity : None Ex ia G Zone 0 (United Kingdom) / Validity : None Ex nA G Zone 2 (Europa) / Validity : None Ex nA G Zone 2 (International) / Validity : None Ex nA G Zone 2 (United Kingdom) / Validity : None Ex ia G Zone 0 (Europa) / Validity : None Ex ia G Zone 0 (International) / Validity : None Ex ia G Zone 0 (Korea) / Validity : None Ex ia G Zone 0 (North America) / Validity : None Ex ia G Zone 0 (United Kingdom) / Validity : None Ex nA G Zone 2 (Europa) / Validity : None Ex nA G Zone 2 (International) / Validity : None Ex nA G Zone 2 (United Kingdom) / Validity : None Ex ia G Zone 0 (Europa) / Validity : None Ex ia G Zone 0 (International) / Validity : None Ex ia G Zone 0 (Korea) / Validity : None Ex ia G Zone 0 (North America) / Validity : None Ex ia G Zone 0 (United Kingdom) / Validity : None Ex nA G Zone 2 (Europa) / Validity : None Ex nA G Zone 2 (International) / Validity : None Ex nA G Zone 2 (United Kingdom) / Validity : None Ex ia G Zone 0 (Europa) / Validity : None Ex ia G Zone 0 (International) / Validity : None Ex ia G Zone 0 (Korea) / Validity : None Ex ia G Zone 0 (North America) / Validity : None Ex ia G Zone 0 (United Kingdom) / Validity : None Ex nA G Zone 2 (Europa) / Validity : None Ex nA G Zone 2 (International) / Validity : None Ex nA G Zone 2 (United Kingdom) / Validity : None Ex ia G Zone 0 (Europa) / Validity : None Ex ia G Zone 0 (International) / Validity : None Ex ia G Zone 0 (Korea) / Validity : None Ex ia G Zone 0 (North America) / Validity : None Ex ia G Zone 0 (United Kingdom) / Validity : None Ex nA G Zone 2 (Europa) / Validity : None Ex nA G Zone 2 (International) / Validity : None Ex nA G Zone 2 (United Kingdom) / Validity : None Ex ia G Zone 0 (Europa) / Validity : None Ex ia G Zone 0 (International) / Validity : None Ex ia G Zone 0 (Korea) / Validity : None Ex ia G Zone 0 (North America) / Validity : None Ex ia G Zone 0 (United Kingdom) / Validity : None Ex nA G Zone 2 (Europa) / Validity : None Ex nA G Zone 2 (International) / Validity : None Ex nA G Zone 2 (United Kingdom) / Validity : None Ex ia G Zone 0 (Europa) / Validity : None Ex ia G Zone 0 (International) / Validity : None Ex ia G Zone 0 (Korea) / Validity : None Ex ia G Zone 0 (North America) / Validity : None Ex ia G Zone 0 (United Kingdom) / Validity : None Ex nA G Zone 2 (Europa) / Validity : None Ex nA G Zone 2 (International) / Validity : None Ex nA G Zone 2 (United Kingdom) / Validity : None Ex ia G Zone 0 (Europa) / Validity : None Ex ia G Zone 0 (International) / Validity : None Ex ia G Zone 0 (Korea) / Validity : None Ex ia G Zone 0 (North America) / Validity : None Ex ia G Zone 0 (United Kingdom) / Validity : None Ex nA G Zone 2 (Europa) / Validity : None Ex nA G Zone 2 (International) / Validity : None Ex nA G Zone 2 (United Kingdom) / Validity : None Ex ia G Zone 0 (Europa) / Validity : None Ex ia G Zone 0 (International) / Validity : None Ex ia G Zone 0 (Korea) / Validity : None Ex ia G Zone 0 (North America) / Validity : None Ex ia G Zone 0 (United Kingdom) / Validity : None Ex nA G Zone 2 (Europa) / Validity : None Ex nA G Zone 2 (International) / Validity : None Ex nA G Zone 2 (United Kingdom) / Validity : None Ex ia G Zone 0 (Europa) / Validity : None Ex ia G Zone 0 (International) / Validity : None Ex ia G Zone 0 (Korea) / Validity : None Ex ia G Zone 0 (North America) / Validity : None Ex ia G Zone 0 (United Kingdom) / Validity : None Ex nA G Zone 2 (Europa) / Validity : None Ex nA G Zone 2 (International) / Validity : None Ex nA G Zone 2 (United Kingdom) / Validity : None Ex ia G Zone 0 (Europa) / Validity : None Ex ia G Zone 0 (International) / Validity : None Ex ia G Zone 0 (Korea) / Validity : None Ex ia G Zone 0 (North America) / Validity : None Ex ia G Zone 0 (United Kingdom) / Validity : None Ex nA G Zone 2 (Europa) / Validity : None Ex nA G Zone 2 (International) / Validity : None Ex nA G Zone 2 (United Kingdom) / Validity : None Ex ia G Zone 0 (Europa) / Validity : None Ex ia G Zone 0 (International) / Validity : None Ex ia G Zone 0 (Korea) / Validity : None Ex ia G Zone 0 (North America) / Validity : None Ex ia G Zone 0 (United Kingdom) / Validity : None Ex nA G Zone 2 (Europa) / Validity : None Ex nA G Zone 2 (International) / Validity : None Ex nA G Zone 2 (United Kingdom) / Validity : None Ex ia G Zone 0 (Europa) / Validity : None Ex ia G Zone 0 (International) / Validity : None Ex ia G Zone 0 (Korea) / Validity : None Ex ia G Zone 0 (North America) / Validity : None Ex ia G Zone 0 (United Kingdom) / Validity : None Ex nA G Zone 2 (Europa) / Validity : None Ex nA G Zone 2 (International) / Validity : None Ex nA G Zone 2 (United Kingdom) / Validity : None Ex ia G Zone 0 (Europa) / Validity : None Ex ia G Zone 0 (International) / Validity : None Ex ia G Zone 0 (Korea) / Validity : None Ex ia G Zone 0 (North America) / Validity : None Ex ia G Zone 0 (United Kingdom) / Validity : None Ex nA G Zone 2 (Europa) / Validity : None Ex nA G Zone 2 (International) / Validity : None Ex nA G Zone 2 (United Kingdom) / Validity : None Ex ia G Zone 0 (Europa) / Validity : None Ex ia G Zone 0 (International) / Validity : None Ex ia G Zone 0 (Korea) / Validity : None Ex ia G Zone 0 (North America) / Validity : None Ex ia G Zone 0 (United Kingdom) / Validity : None Ex nA G Zone 2 (Europa) / Validity : None Ex nA G Zone 2 (International) / Validity : None Ex nA G Zone 2 (United Kingdom) / Validity : None Ex ia G Zone 0 (Europa) / Validity : None Ex ia G Zone 0 (International) / Validity : None Ex ia G Zone 0 (Korea) / Validity : None Ex ia G Zone 0 (North America) / Validity : None Ex ia G Zone 0 (United Kingdom) / Validity : None Ex nA G Zone 2 (Europa) / Validity : None Ex nA G Zone 2 (International) / Validity : None Ex nA G Zone 2 (United Kingdom) / Validity : None Ex ia G Zone 0 (Europa) / Validity : None Ex ia G Zone 0 (International) / Validity : None Ex ia G Zone 0 (Korea) / Validity : None Ex ia G Zone 0 (North America) / Validity : None Ex ia G Zone 0 (United Kingdom) / Validity : None Ex nA G Zone 2 (Europa) / Validity : None Ex nA G Zone 2 (International) / Validity : None Ex nA G Zone 2 (United Kingdom) / Validity : None Ex ia G Zone 0 (Europa) / Validity : None Ex ia G Zone 0 (International) / Validity : None Ex ia G Zone 0 (Korea) / Validity : None Ex ia G Zone 0 (North America) / Validity : None Ex ia G Zone 0 (United Kingdom) / Validity : None Ex nA G Zone 2 (Europa) / Validity : None Ex nA G Zone 2 (International) / Validity : None Ex nA G Zone 2 (United Kingdom) / Validity : None Ex ia G Zone 0 (Europa) / Validity : None Ex ia G Zone 0 (International) / Validity : None Ex ia G Zone 0 (North America) / Validity : None Ex ia G Zone 0 (United Kingdom) / Validity : None Ex nA G Zone 2 (Europa) / Validity : None Ex nA G Zone 2 (International) / Validity : None Ex nA G Zone 2 (United Kingdom) / Validity : None Ex ia G Zone 0 (Europa) / Validity : None Ex ia G Zone 0 (International) / Validity : None Ex ia G Zone 0 (North America) / Validity : None Ex ia G Zone 0 (United Kingdom) / Validity : None Ex nA G Zone 2 (Europa) / Validity : None Ex nA G Zone 2 (International) / Validity : None Ex nA G Zone 2 (United Kingdom) / Validity : None Ex ia G Zone 0 (Europa) / Validity : None Ex ia G Zone 0 (International) / Validity : None Ex ia G Zone 0 (North America) / Validity : None Ex ia G Zone 0 (United Kingdom) / Validity : None Ex nA G Zone 2 (Europa) / Validity : None Ex nA G Zone 2 (International) / Validity : None Ex nA G Zone 2 (United Kingdom) / Validity : None Ex ia G Zone 0 (Europa) / Validity : None Ex ia G Zone 0 (International) / Validity : None Ex ia G Zone 0 (Korea) / Validity : None Ex ia G Zone 0 (North America) / Validity : None Ex ia G Zone 0 (United Kingdom) / Validity : None Ex nA G Zone 2 (Europa) / Validity : None Ex nA G Zone 2 (International) / Validity : None Ex nA G Zone 2 (United Kingdom) / Validity : None Ex ia G Zone 0 (Europa) / Validity : None Ex ia G Zone 0 (International) / Validity : None Ex ia G Zone 0 (North America) / Validity : None Ex ia G Zone 0 (Russia, Belarus, Kyrgyzstan, Armenia, Kazakhstan) / Validity : 18.02.2026 Ex nA G Zone 2 (Europa) / Validity : None Ex nA G Zone 2 (International) / Validity : None Ex nA G Zone 2 (North America) / Validity : None Ex nA G Zone 2 (Russia, Belarus, Kyrgyzstan, Armenia, Kazakhstan) / Validity : 18.02.2026 | No | No | .
143-545-000-11x | 143-545-000-111 | DocManager | CP545-111 Piezoelectric Dynamic Pressure Sensor | CP545-111 | GaPO4 pressure sensor, matching IPC 704_511, -70°C to 560°C, 90 pC/bar, nominal pressure 0 to 50 bar, maximal pressure 100 bar, 4.1 m integral MI cable with double braid 0.850 m, Lemo type 0 connector, Ex approved | . | 90pC/bar | -70 | 560 | 2 | 10000 | LEMO type 0 | CPxxx, IPC707, GSI127, EC153, MA Seal, ABAxxx, JB105, JB116 | . |  |  |  | . | Switzerland |  |  |  | . | Dynamic Pressure Sensors | Dynamic pressure sensors (CP) | . | Ex ia G Zone 0 (Europa) / Validity : None Ex ia G Zone 0 (International) / Validity : None Ex ia G Zone 0 (Korea) / Validity : None Ex ia G Zone 0 (North America) / Validity : None Ex ia G Zone 0 (United Kingdom) / Validity : None Ex nA G Zone 2 (Europa) / Validity : None Ex nA G Zone 2 (International) / Validity : None Ex nA G Zone 2 (United Kingdom) / Validity : None Ex ia G Zone 0 (Europa) / Validity : None Ex ia G Zone 0 (International) / Validity : None Ex ia G Zone 0 (Korea) / Validity : None Ex ia G Zone 0 (North America) / Validity : None Ex ia G Zone 0 (United Kingdom) / Validity : None Ex nA G Zone 2 (Europa) / Validity : None Ex nA G Zone 2 (International) / Validity : None Ex nA G Zone 2 (United Kingdom) / Validity : None Ex ia G Zone 0 (Europa) / Validity : None Ex ia G Zone 0 (International) / Validity : None Ex ia G Zone 0 (Korea) / Validity : None Ex ia G Zone 0 (North America) / Validity : None Ex ia G Zone 0 (United Kingdom) / Validity : None Ex nA G Zone 2 (Europa) / Validity : None Ex nA G Zone 2 (International) / Validity : None Ex nA G Zone 2 (United Kingdom) / Validity : None Ex ia G Zone 0 (Europa) / Validity : None Ex ia G Zone 0 (International) / Validity : None Ex ia G Zone 0 (Korea) / Validity : None Ex ia G Zone 0 (North America) / Validity : None Ex ia G Zone 0 (United Kingdom) / Validity : None Ex nA G Zone 2 (Europa) / Validity : None Ex nA G Zone 2 (International) / Validity : None Ex nA G Zone 2 (United Kingdom) / Validity : None Ex ia G Zone 0 (Europa) / Validity : None Ex ia G Zone 0 (International) / Validity : None Ex ia G Zone 0 (Korea) / Validity : None Ex ia G Zone 0 (North America) / Validity : None Ex ia G Zone 0 (United Kingdom) / Validity : None Ex nA G Zone 2 (Europa) / Validity : None Ex nA G Zone 2 (International) / Validity : None Ex nA G Zone 2 (United Kingdom) / Validity : None Ex ia G Zone 0 (Europa) / Validity : None Ex ia G Zone 0 (International) / Validity : None Ex ia G Zone 0 (Korea) / Validity : None Ex ia G Zone 0 (North America) / Validity : None Ex ia G Zone 0 (United Kingdom) / Validity : None Ex nA G Zone 2 (Europa) / Validity : None Ex nA G Zone 2 (International) / Validity : None Ex nA G Zone 2 (United Kingdom) / Validity : None Ex ia G Zone 0 (Europa) / Validity : None Ex ia G Zone 0 (International) / Validity : None Ex ia G Zone 0 (Korea) / Validity : None Ex ia G Zone 0 (North America) / Validity : None Ex ia G Zone 0 (United Kingdom) / Validity : None Ex nA G Zone 2 (Europa) / Validity : None Ex nA G Zone 2 (International) / Validity : None Ex nA G Zone 2 (United Kingdom) / Validity : None Ex ia G Zone 0 (Europa) / Validity : None Ex ia G Zone 0 (International) / Validity : None Ex ia G Zone 0 (Korea) / Validity : None Ex ia G Zone 0 (North America) / Validity : None Ex ia G Zone 0 (United Kingdom) / Validity : None Ex nA G Zone 2 (Europa) / Validity : None Ex nA G Zone 2 (International) / Validity : None Ex nA G Zone 2 (United Kingdom) / Validity : None Ex ia G Zone 0 (Europa) / Validity : None Ex ia G Zone 0 (International) / Validity : None Ex ia G Zone 0 (Korea) / Validity : None Ex ia G Zone 0 (North America) / Validity : None Ex ia G Zone 0 (United Kingdom) / Validity : None Ex nA G Zone 2 (Europa) / Validity : None Ex nA G Zone 2 (International) / Validity : None Ex nA G Zone 2 (United Kingdom) / Validity : None Ex ia G Zone 0 (Europa) / Validity : None Ex ia G Zone 0 (International) / Validity : None Ex ia G Zone 0 (Korea) / Validity : None Ex ia G Zone 0 (North America) / Validity : None Ex ia G Zone 0 (United Kingdom) / Validity : None Ex nA G Zone 2 (Europa) / Validity : None Ex nA G Zone 2 (International) / Validity : None Ex nA G Zone 2 (United Kingdom) / Validity : None Ex ia G Zone 0 (Europa) / Validity : None Ex ia G Zone 0 (International) / Validity : None Ex ia G Zone 0 (Korea) / Validity : None Ex ia G Zone 0 (North America) / Validity : None Ex ia G Zone 0 (United Kingdom) / Validity : None Ex nA G Zone 2 (Europa) / Validity : None Ex nA G Zone 2 (International) / Validity : None Ex nA G Zone 2 (United Kingdom) / Validity : None Ex ia G Zone 0 (Europa) / Validity : None Ex ia G Zone 0 (International) / Validity : None Ex ia G Zone 0 (Korea) / Validity : None Ex ia G Zone 0 (North America) / Validity : None Ex ia G Zone 0 (United Kingdom) / Validity : None Ex nA G Zone 2 (Europa) / Validity : None Ex nA G Zone 2 (International) / Validity : None Ex nA G Zone 2 (United Kingdom) / Validity : None Ex ia G Zone 0 (Europa) / Validity : None Ex ia G Zone 0 (International) / Validity : None Ex ia G Zone 0 (Korea) / Validity : None Ex ia G Zone 0 (North America) / Validity : None Ex ia G Zone 0 (United Kingdom) / Validity : None Ex nA G Zone 2 (Europa) / Validity : None Ex nA G Zone 2 (International) / Validity : None Ex nA G Zone 2 (United Kingdom) / Validity : None Ex ia G Zone 0 (Europa) / Validity : None Ex ia G Zone 0 (International) / Validity : None Ex ia G Zone 0 (Korea) / Validity : None Ex ia G Zone 0 (North America) / Validity : None Ex ia G Zone 0 (United Kingdom) / Validity : None Ex nA G Zone 2 (Europa) / Validity : None Ex nA G Zone 2 (International) / Validity : None Ex nA G Zone 2 (United Kingdom) / Validity : None Ex ia G Zone 0 (Europa) / Validity : None Ex ia G Zone 0 (International) / Validity : None Ex ia G Zone 0 (Korea) / Validity : None Ex ia G Zone 0 (North America) / Validity : None Ex ia G Zone 0 (United Kingdom) / Validity : None Ex nA G Zone 2 (Europa) / Validity : None Ex nA G Zone 2 (International) / Validity : None Ex nA G Zone 2 (United Kingdom) / Validity : None Ex ia G Zone 0 (Europa) / Validity : None Ex ia G Zone 0 (International) / Validity : None Ex ia G Zone 0 (Korea) / Validity : None Ex ia G Zone 0 (North America) / Validity : None Ex ia G Zone 0 (United Kingdom) / Validity : None Ex nA G Zone 2 (Europa) / Validity : None Ex nA G Zone 2 (International) / Validity : None Ex nA G Zone 2 (United Kingdom) / Validity : None Ex ia G Zone 0 (Europa) / Validity : None Ex ia G Zone 0 (International) / Validity : None Ex ia G Zone 0 (Korea) / Validity : None Ex ia G Zone 0 (North America) / Validity : None Ex ia G Zone 0 (United Kingdom) / Validity : None Ex nA G Zone 2 (Europa) / Validity : None Ex nA G Zone 2 (International) / Validity : None Ex nA G Zone 2 (United Kingdom) / Validity : None Ex ia G Zone 0 (Europa) / Validity : None Ex ia G Zone 0 (International) / Validity : None Ex ia G Zone 0 (Korea) / Validity : None Ex ia G Zone 0 (North America) / Validity : None Ex ia G Zone 0 (United Kingdom) / Validity : None Ex nA G Zone 2 (Europa) / Validity : None Ex nA G Zone 2 (International) / Validity : None Ex nA G Zone 2 (United Kingdom) / Validity : None Ex ia G Zone 0 (Europa) / Validity : None Ex ia G Zone 0 (International) / Validity : None Ex ia G Zone 0 (Korea) / Validity : None Ex ia G Zone 0 (North America) / Validity : None Ex ia G Zone 0 (United Kingdom) / Validity : None Ex nA G Zone 2 (Europa) / Validity : None Ex nA G Zone 2 (International) / Validity : None Ex nA G Zone 2 (United Kingdom) / Validity : None Ex ia G Zone 0 (Europa) / Validity : None Ex ia G Zone 0 (International) / Validity : None Ex ia G Zone 0 (Korea) / Validity : None Ex ia G Zone 0 (North America) / Validity : None Ex ia G Zone 0 (United Kingdom) / Validity : None Ex nA G Zone 2 (Europa) / Validity : None Ex nA G Zone 2 (International) / Validity : None Ex nA G Zone 2 (United Kingdom) / Validity : None Ex ia G Zone 0 (Europa) / Validity : None Ex ia G Zone 0 (International) / Validity : None Ex ia G Zone 0 (Korea) / Validity : None Ex ia G Zone 0 (North America) / Validity : None Ex ia G Zone 0 (United Kingdom) / Validity : None Ex nA G Zone 2 (Europa) / Validity : None Ex nA G Zone 2 (International) / Validity : None Ex nA G Zone 2 (United Kingdom) / Validity : None Ex ia G Zone 0 (Europa) / Validity : None Ex ia G Zone 0 (International) / Validity : None Ex ia G Zone 0 (Korea) / Validity : None Ex ia G Zone 0 (North America) / Validity : None Ex ia G Zone 0 (United Kingdom) / Validity : None Ex nA G Zone 2 (Europa) / Validity : None Ex nA G Zone 2 (International) / Validity : None Ex nA G Zone 2 (United Kingdom) / Validity : None Ex ia G Zone 0 (Europa) / Validity : None Ex ia G Zone 0 (International) / Validity : None Ex ia G Zone 0 (Korea) / Validity : None Ex ia G Zone 0 (North America) / Validity : None Ex ia G Zone 0 (United Kingdom) / Validity : None Ex nA G Zone 2 (Europa) / Validity : None Ex nA G Zone 2 (International) / Validity : None Ex nA G Zone 2 (United Kingdom) / Validity : None Ex ia G Zone 0 (Europa) / Validity : None Ex ia G Zone 0 (International) / Validity : None Ex ia G Zone 0 (Korea) / Validity : None Ex ia G Zone 0 (North America) / Validity : None Ex ia G Zone 0 (United Kingdom) / Validity : None Ex nA G Zone 2 (Europa) / Validity : None Ex nA G Zone 2 (International) / Validity : None Ex nA G Zone 2 (United Kingdom) / Validity : None Ex ia G Zone 0 (Europa) / Validity : None Ex ia G Zone 0 (International) / Validity : None Ex ia G Zone 0 (Korea) / Validity : None Ex ia G Zone 0 (North America) / Validity : None Ex ia G Zone 0 (United Kingdom) / Validity : None Ex nA G Zone 2 (Europa) / Validity : None Ex nA G Zone 2 (International) / Validity : None Ex nA G Zone 2 (United Kingdom) / Validity : None Ex ia G Zone 0 (Europa) / Validity : None Ex ia G Zone 0 (International) / Validity : None Ex ia G Zone 0 (North America) / Validity : None Ex ia G Zone 0 (United Kingdom) / Validity : None Ex nA G Zone 2 (Europa) / Validity : None Ex nA G Zone 2 (International) / Validity : None Ex nA G Zone 2 (United Kingdom) / Validity : None Ex ia G Zone 0 (Europa) / Validity : None Ex ia G Zone 0 (International) / Validity : None Ex ia G Zone 0 (North America) / Validity : None Ex ia G Zone 0 (United Kingdom) / Validity : None Ex nA G Zone 2 (Europa) / Validity : None Ex nA G Zone 2 (International) / Validity : None Ex nA G Zone 2 (United Kingdom) / Validity : None Ex ia G Zone 0 (Europa) / Validity : None Ex ia G Zone 0 (International) / Validity : None Ex ia G Zone 0 (North America) / Validity : None Ex ia G Zone 0 (United Kingdom) / Validity : None Ex nA G Zone 2 (Europa) / Validity : None Ex nA G Zone 2 (International) / Validity : None Ex nA G Zone 2 (United Kingdom) / Validity : None Ex ia G Zone 0 (Europa) / Validity : None Ex ia G Zone 0 (International) / Validity : None Ex ia G Zone 0 (North America) / Validity : None Ex ia G Zone 0 (United Kingdom) / Validity : None Ex nA G Zone 2 (Europa) / Validity : None Ex nA G Zone 2 (International) / Validity : None Ex nA G Zone 2 (United Kingdom) / Validity : None Ex ia G Zone 0 (Europa) / Validity : None Ex ia G Zone 0 (International) / Validity : None Ex ia G Zone 0 (Korea) / Validity : None Ex ia G Zone 0 (North America) / Validity : None Ex ia G Zone 0 (United Kingdom) / Validity : None Ex nA G Zone 2 (Europa) / Validity : None Ex nA G Zone 2 (International) / Validity : None Ex nA G Zone 2 (United Kingdom) / Validity : None Ex ia G Zone 0 (Europa) / Validity : None Ex ia G Zone 0 (International) / Validity : None Ex ia G Zone 0 (Korea) / Validity : None Ex ia G Zone 0 (North America) / Validity : None Ex ia G Zone 0 (United Kingdom) / Validity : None Ex nA G Zone 2 (Europa) / Validity : None Ex nA G Zone 2 (International) / Validity : None Ex nA G Zone 2 (United Kingdom) / Validity : None Ex ia G Zone 0 (Europa) / Validity : None Ex ia G Zone 0 (International) / Validity : None Ex ia G Zone 0 (Korea) / Validity : None Ex ia G Zone 0 (North America) / Validity : None Ex ia G Zone 0 (United Kingdom) / Validity : None Ex nA G Zone 2 (Europa) / Validity : None Ex nA G Zone 2 (International) / Validity : None Ex nA G Zone 2 (United Kingdom) / Validity : None Ex ia G Zone 0 (Europa) / Validity : None Ex ia G Zone 0 (International) / Validity : None Ex ia G Zone 0 (Korea) / Validity : None Ex ia G Zone 0 (North America) / Validity : None Ex ia G Zone 0 (United Kingdom) / Validity : None Ex nA G Zone 2 (Europa) / Validity : None Ex nA G Zone 2 (International) / Validity : None Ex nA G Zone 2 (United Kingdom) / Validity : None Ex ia G Zone 0 (Europa) / Validity : None Ex ia G Zone 0 (International) / Validity : None Ex ia G Zone 0 (Korea) / Validity : None Ex ia G Zone 0 (North America) / Validity : None Ex ia G Zone 0 (United Kingdom) / Validity : None Ex nA G Zone 2 (Europa) / Validity : None Ex nA G Zone 2 (International) / Validity : None Ex nA G Zone 2 (United Kingdom) / Validity : None Ex ia G Zone 0 (Europa) / Validity : None Ex ia G Zone 0 (International) / Validity : None Ex ia G Zone 0 (Korea) / Validity : None Ex ia G Zone 0 (North America) / Validity : None Ex ia G Zone 0 (United Kingdom) / Validity : None Ex ib G Zone 1 (Japan) / Validity : 22.08.2025 Ex nA G Zone 2 (Europa) / Validity : None Ex nA G Zone 2 (International) / Validity : None Ex nA G Zone 2 (United Kingdom) / Validity : None Ex ia G Zone 0 (Europa) / Validity : None Ex ia G Zone 0 (International) / Validity : None Ex ia G Zone 0 (Korea) / Validity : None Ex ia G Zone 0 (North America) / Validity : None Ex ia G Zone 0 (United Kingdom) / Validity : None Ex nA G Zone 2 (Europa) / Validity : None Ex nA G Zone 2 (International) / Validity : None Ex nA G Zone 2 (United Kingdom) / Validity : None Ex ia G Zone 0 (Europa) / Validity : None Ex ia G Zone 0 (International) / Validity : None Ex ia G Zone 0 (Korea) / Validity : None Ex ia G Zone 0 (North America) / Validity : None Ex ia G Zone 0 (United Kingdom) / Validity : None Ex nA G Zone 2 (Europa) / Validity : None Ex nA G Zone 2 (International) / Validity : None Ex nA G Zone 2 (United Kingdom) / Validity : None Ex ia G Zone 0 (Europa) / Validity : None Ex ia G Zone 0 (International) / Validity : None Ex ia G Zone 0 (Korea) / Validity : None Ex ia G Zone 0 (North America) / Validity : None Ex ia G Zone 0 (United Kingdom) / Validity : None Ex ib G Zone 1 (Japan) / Validity : 24.05.2024 Ex nA G Zone 2 (Europa) / Validity : None Ex nA G Zone 2 (International) / Validity : None Ex nA G Zone 2 (United Kingdom) / Validity : None Ex ia G Zone 0 (Europa) / Validity : None Ex ia G Zone 0 (International) / Validity : None Ex ia G Zone 0 (Korea) / Validity : None Ex ia G Zone 0 (North America) / Validity : None Ex ia G Zone 0 (United Kingdom) / Validity : None Ex nA G Zone 2 (Europa) / Validity : None Ex nA G Zone 2 (International) / Validity : None Ex nA G Zone 2 (United Kingdom) / Validity : None Ex ia G Zone 0 (Europa) / Validity : None Ex ia G Zone 0 (International) / Validity : None Ex ia G Zone 0 (Korea) / Validity : None Ex ia G Zone 0 (North America) / Validity : None Ex ia G Zone 0 (United Kingdom) / Validity : None Ex nA G Zone 2 (Europa) / Validity : None Ex nA G Zone 2 (International) / Validity : None Ex nA G Zone 2 (United Kingdom) / Validity : None Ex ia G Zone 0 (Europa) / Validity : None Ex ia G Zone 0 (International) / Validity : None Ex ia G Zone 0 (Korea) / Validity : None Ex ia G Zone 0 (North America) / Validity : None Ex ia G Zone 0 (United Kingdom) / Validity : None Ex nA G Zone 2 (Europa) / Validity : None Ex nA G Zone 2 (International) / Validity : None Ex nA G Zone 2 (United Kingdom) / Validity : None Ex ia G Zone 0 (Europa) / Validity : None Ex ia G Zone 0 (International) / Validity : None Ex ia G Zone 0 (Korea) / Validity : None Ex ia G Zone 0 (North America) / Validity : None Ex ia G Zone 0 (United Kingdom) / Validity : None Ex nA G Zone 2 (Europa) / Validity : None Ex nA G Zone 2 (International) / Validity : None Ex nA G Zone 2 (United Kingdom) / Validity : None Ex ia G Zone 0 (Europa) / Validity : None Ex ia G Zone 0 (International) / Validity : None Ex ia G Zone 0 (Korea) / Validity : None Ex ia G Zone 0 (North America) / Validity : None Ex ia G Zone 0 (United Kingdom) / Validity : None Ex nA G Zone 2 (Europa) / Validity : None Ex nA G Zone 2 (International) / Validity : None Ex nA G Zone 2 (United Kingdom) / Validity : None Ex ia G Zone 0 (Europa) / Validity : None Ex ia G Zone 0 (International) / Validity : None Ex ia G Zone 0 (Korea) / Validity : None Ex ia G Zone 0 (North America) / Validity : None Ex ia G Zone 0 (United Kingdom) / Validity : None Ex nA G Zone 2 (Europa) / Validity : None Ex nA G Zone 2 (International) / Validity : None Ex nA G Zone 2 (United Kingdom) / Validity : None Ex ia G Zone 0 (Europa) / Validity : None Ex ia G Zone 0 (International) / Validity : None Ex ia G Zone 0 (Korea) / Validity : None Ex ia G Zone 0 (North America) / Validity : None Ex ia G Zone 0 (United Kingdom) / Validity : None Ex nA G Zone 2 (Europa) / Validity : None Ex nA G Zone 2 (International) / Validity : None Ex nA G Zone 2 (United Kingdom) / Validity : None Ex ia G Zone 0 (Europa) / Validity : None Ex ia G Zone 0 (International) / Validity : None Ex ia G Zone 0 (Korea) / Validity : None Ex ia G Zone 0 (North America) / Validity : None Ex ia G Zone 0 (United Kingdom) / Validity : None Ex nA G Zone 2 (Europa) / Validity : None Ex nA G Zone 2 (International) / Validity : None Ex nA G Zone 2 (United Kingdom) / Validity : None Ex ia G Zone 0 (Europa) / Validity : None Ex ia G Zone 0 (International) / Validity : None Ex ia G Zone 0 (Korea) / Validity : None Ex ia G Zone 0 (North America) / Validity : None Ex ia G Zone 0 (United Kingdom) / Validity : None Ex nA G Zone 2 (Europa) / Validity : None Ex nA G Zone 2 (International) / Validity : None Ex nA G Zone 2 (United Kingdom) / Validity : None Ex ia G Zone 0 (Europa) / Validity : None Ex ia G Zone 0 (International) / Validity : None Ex ia G Zone 0 (Korea) / Validity : None Ex ia G Zone 0 (North America) / Validity : None Ex ia G Zone 0 (United Kingdom) / Validity : None Ex nA G Zone 2 (Europa) / Validity : None Ex nA G Zone 2 (International) / Validity : None Ex nA G Zone 2 (United Kingdom) / Validity : None Ex ia G Zone 0 (Europa) / Validity : None Ex ia G Zone 0 (International) / Validity : None Ex ia G Zone 0 (Korea) / Validity : None Ex ia G Zone 0 (North America) / Validity : None Ex ia G Zone 0 (United Kingdom) / Validity : None Ex nA G Zone 2 (Europa) / Validity : None Ex nA G Zone 2 (International) / Validity : None Ex nA G Zone 2 (United Kingdom) / Validity : None Ex ia G Zone 0 (Europa) / Validity : None Ex ia G Zone 0 (International) / Validity : None Ex ia G Zone 0 (Korea) / Validity : None Ex ia G Zone 0 (North America) / Validity : None Ex ia G Zone 0 (United Kingdom) / Validity : None Ex nA G Zone 2 (Europa) / Validity : None Ex nA G Zone 2 (International) / Validity : None Ex nA G Zone 2 (United Kingdom) / Validity : None Ex ia G Zone 0 (Europa) / Validity : None Ex ia G Zone 0 (International) / Validity : None Ex ia G Zone 0 (Korea) / Validity : None Ex ia G Zone 0 (North America) / Validity : None Ex ia G Zone 0 (United Kingdom) / Validity : None Ex nA G Zone 2 (Europa) / Validity : None Ex nA G Zone 2 (International) / Validity : None Ex nA G Zone 2 (United Kingdom) / Validity : None Ex ia G Zone 0 (Europa) / Validity : None Ex ia G Zone 0 (International) / Validity : None Ex ia G Zone 0 (Korea) / Validity : None Ex ia G Zone 0 (North America) / Validity : None Ex ia G Zone 0 (United Kingdom) / Validity : None Ex nA G Zone 2 (Europa) / Validity : None Ex nA G Zone 2 (International) / Validity : None Ex nA G Zone 2 (United Kingdom) / Validity : None Ex ia G Zone 0 (Europa) / Validity : None Ex ia G Zone 0 (International) / Validity : None Ex ia G Zone 0 (Korea) / Validity : None Ex ia G Zone 0 (North America) / Validity : None Ex ia G Zone 0 (United Kingdom) / Validity : None Ex nA G Zone 2 (Europa) / Validity : None Ex nA G Zone 2 (International) / Validity : None Ex nA G Zone 2 (United Kingdom) / Validity : None Ex ia G Zone 0 (Europa) / Validity : None Ex ia G Zone 0 (International) / Validity : None Ex ia G Zone 0 (Korea) / Validity : None Ex ia G Zone 0 (North America) / Validity : None Ex ia G Zone 0 (United Kingdom) / Validity : None Ex nA G Zone 2 (Europa) / Validity : None Ex nA G Zone 2 (International) / Validity : None Ex nA G Zone 2 (United Kingdom) / Validity : None Ex ia G Zone 0 (Europa) / Validity : None Ex ia G Zone 0 (International) / Validity : None Ex ia G Zone 0 (Korea) / Validity : None Ex ia G Zone 0 (North America) / Validity : None Ex ia G Zone 0 (United Kingdom) / Validity : None Ex nA G Zone 2 (Europa) / Validity : None Ex nA G Zone 2 (International) / Validity : None Ex nA G Zone 2 (United Kingdom) / Validity : None Ex ia G Zone 0 (Europa) / Validity : None Ex ia G Zone 0 (International) / Validity : None Ex ia G Zone 0 (Korea) / Validity : None Ex ia G Zone 0 (North America) / Validity : None Ex ia G Zone 0 (United Kingdom) / Validity : None Ex nA G Zone 2 (Europa) / Validity : None Ex nA G Zone 2 (International) / Validity : None Ex nA G Zone 2 (United Kingdom) / Validity : None Ex ia G Zone 0 (Europa) / Validity : None Ex ia G Zone 0 (International) / Validity : None Ex ia G Zone 0 (North America) / Validity : None Ex ia G Zone 0 (United Kingdom) / Validity : None Ex nA G Zone 2 (Europa) / Validity : None Ex nA G Zone 2 (International) / Validity : None Ex nA G Zone 2 (United Kingdom) / Validity : None Ex ia G Zone 0 (Europa) / Validity : None Ex ia G Zone 0 (International) / Validity : None Ex ia G Zone 0 (North America) / Validity : None Ex ia G Zone 0 (United Kingdom) / Validity : None Ex nA G Zone 2 (Europa) / Validity : None Ex nA G Zone 2 (International) / Validity : None Ex nA G Zone 2 (United Kingdom) / Validity : None Ex ia G Zone 0 (Europa) / Validity : None Ex ia G Zone 0 (International) / Validity : None Ex ia G Zone 0 (North America) / Validity : None Ex ia G Zone 0 (United Kingdom) / Validity : None Ex nA G Zone 2 (Europa) / Validity : None Ex nA G Zone 2 (International) / Validity : None Ex nA G Zone 2 (United Kingdom) / Validity : None Ex ia G Zone 0 (Europa) / Validity : None Ex ia G Zone 0 (International) / Validity : None Ex ia G Zone 0 (Korea) / Validity : None Ex ia G Zone 0 (North America) / Validity : None Ex ia G Zone 0 (United Kingdom) / Validity : None Ex nA G Zone 2 (Europa) / Validity : None Ex nA G Zone 2 (International) / Validity : None Ex nA G Zone 2 (United Kingdom) / Validity : None Ex ia G Zone 0 (Europa) / Validity : None Ex ia G Zone 0 (International) / Validity : None Ex ia G Zone 0 (North America) / Validity : None Ex ia G Zone 0 (Russia, Belarus, Kyrgyzstan, Armenia, Kazakhstan) / Validity : 18.02.2026 Ex nA G Zone 2 (Europa) / Validity : None Ex nA G Zone 2 (International) / Validity : None Ex nA G Zone 2 (North America) / Validity : None Ex nA G Zone 2 (Russia, Belarus, Kyrgyzstan, Armenia, Kazakhstan) / Validity : 18.02.2026 | No | No | .
143-545-000-12x | 143-545-000-121 | DocManager | CP545-121 Piezoelectric Dynamic Pressure Sensor | CP545-121 | GaPO4 pressure sensor, matching IPC 704_511, -70°C to 560°C, 90 pC/bar, nominal pressure 0 to 50 bar, maximal pressure 100 bar, 4.1 m integral MI cable with double braid 0.930 m, Lemo type 0 connector, Ex approved | . | 90pC/bar | -70 | 560 | 2 | 10000 | LEMO type 0 | CPxxx, IPC707, GSI127, EC153, MA Seal, ABAxxx, JB105, JB116 | . |  |  |  | . | Switzerland | 90262000 |  |  | . | Dynamic Pressure Sensors | Dynamic pressure sensors (CP) | . | Ex ia G Zone 0 (Europa) / Validity : None Ex ia G Zone 0 (International) / Validity : None Ex ia G Zone 0 (Korea) / Validity : None Ex ia G Zone 0 (North America) / Validity : None Ex ia G Zone 0 (United Kingdom) / Validity : None Ex nA G Zone 2 (Europa) / Validity : None Ex nA G Zone 2 (International) / Validity : None Ex nA G Zone 2 (United Kingdom) / Validity : None Ex ia G Zone 0 (Europa) / Validity : None Ex ia G Zone 0 (International) / Validity : None Ex ia G Zone 0 (Korea) / Validity : None Ex ia G Zone 0 (North America) / Validity : None Ex ia G Zone 0 (United Kingdom) / Validity : None Ex nA G Zone 2 (Europa) / Validity : None Ex nA G Zone 2 (International) / Validity : None Ex nA G Zone 2 (United Kingdom) / Validity : None Ex ia G Zone 0 (Europa) / Validity : None Ex ia G Zone 0 (International) / Validity : None Ex ia G Zone 0 (Korea) / Validity : None Ex ia G Zone 0 (North America) / Validity : None Ex ia G Zone 0 (United Kingdom) / Validity : None Ex nA G Zone 2 (Europa) / Validity : None Ex nA G Zone 2 (International) / Validity : None Ex nA G Zone 2 (United Kingdom) / Validity : None Ex ia G Zone 0 (Europa) / Validity : None Ex ia G Zone 0 (International) / Validity : None Ex ia G Zone 0 (Korea) / Validity : None Ex ia G Zone 0 (North America) / Validity : None Ex ia G Zone 0 (United Kingdom) / Validity : None Ex nA G Zone 2 (Europa) / Validity : None Ex nA G Zone 2 (International) / Validity : None Ex nA G Zone 2 (United Kingdom) / Validity : None Ex ia G Zone 0 (Europa) / Validity : None Ex ia G Zone 0 (International) / Validity : None Ex ia G Zone 0 (Korea) / Validity : None Ex ia G Zone 0 (North America) / Validity : None Ex ia G Zone 0 (United Kingdom) / Validity : None Ex nA G Zone 2 (Europa) / Validity : None Ex nA G Zone 2 (International) / Validity : None Ex nA G Zone 2 (United Kingdom) / Validity : None Ex ia G Zone 0 (Europa) / Validity : None Ex ia G Zone 0 (International) / Validity : None Ex ia G Zone 0 (Korea) / Validity : None Ex ia G Zone 0 (North America) / Validity : None Ex ia G Zone 0 (United Kingdom) / Validity : None Ex nA G Zone 2 (Europa) / Validity : None Ex nA G Zone 2 (International) / Validity : None Ex nA G Zone 2 (United Kingdom) / Validity : None Ex ia G Zone 0 (Europa) / Validity : None Ex ia G Zone 0 (International) / Validity : None Ex ia G Zone 0 (Korea) / Validity : None Ex ia G Zone 0 (North America) / Validity : None Ex ia G Zone 0 (United Kingdom) / Validity : None Ex nA G Zone 2 (Europa) / Validity : None Ex nA G Zone 2 (International) / Validity : None Ex nA G Zone 2 (United Kingdom) / Validity : None Ex ia G Zone 0 (Europa) / Validity : None Ex ia G Zone 0 (International) / Validity : None Ex ia G Zone 0 (Korea) / Validity : None Ex ia G Zone 0 (North America) / Validity : None Ex ia G Zone 0 (United Kingdom) / Validity : None Ex nA G Zone 2 (Europa) / Validity : None Ex nA G Zone 2 (International) / Validity : None Ex nA G Zone 2 (United Kingdom) / Validity : None Ex ia G Zone 0 (Europa) / Validity : None Ex ia G Zone 0 (International) / Validity : None Ex ia G Zone 0 (Korea) / Validity : None Ex ia G Zone 0 (North America) / Validity : None Ex ia G Zone 0 (United Kingdom) / Validity : None Ex nA G Zone 2 (Europa) / Validity : None Ex nA G Zone 2 (International) / Validity : None Ex nA G Zone 2 (United Kingdom) / Validity : None Ex ia G Zone 0 (Europa) / Validity : None Ex ia G Zone 0 (International) / Validity : None Ex ia G Zone 0 (Korea) / Validity : None Ex ia G Zone 0 (North America) / Validity : None Ex ia G Zone 0 (United Kingdom) / Validity : None Ex nA G Zone 2 (Europa) / Validity : None Ex nA G Zone 2 (International) / Validity : None Ex nA G Zone 2 (United Kingdom) / Validity : None Ex ia G Zone 0 (Europa) / Validity : None Ex ia G Zone 0 (International) / Validity : None Ex ia G Zone 0 (Korea) / Validity : None Ex ia G Zone 0 (North America) / Validity : None Ex ia G Zone 0 (United Kingdom) / Validity : None Ex nA G Zone 2 (Europa) / Validity : None Ex nA G Zone 2 (International) / Validity : None Ex nA G Zone 2 (United Kingdom) / Validity : None Ex ia G Zone 0 (Europa) / Validity : None Ex ia G Zone 0 (International) / Validity : None Ex ia G Zone 0 (Korea) / Validity : None Ex ia G Zone 0 (North America) / Validity : None Ex ia G Zone 0 (United Kingdom) / Validity : None Ex nA G Zone 2 (Europa) / Validity : None Ex nA G Zone 2 (International) / Validity : None Ex nA G Zone 2 (United Kingdom) / Validity : None Ex ia G Zone 0 (Europa) / Validity : None Ex ia G Zone 0 (International) / Validity : None Ex ia G Zone 0 (Korea) / Validity : None Ex ia G Zone 0 (North America) / Validity : None Ex ia G Zone 0 (United Kingdom) / Validity : None Ex nA G Zone 2 (Europa) / Validity : None Ex nA G Zone 2 (International) / Validity : None Ex nA G Zone 2 (United Kingdom) / Validity : None Ex ia G Zone 0 (Europa) / Validity : None Ex ia G Zone 0 (International) / Validity : None Ex ia G Zone 0 (Korea) / Validity : None Ex ia G Zone 0 (North America) / Validity : None Ex ia G Zone 0 (United Kingdom) / Validity : None Ex nA G Zone 2 (Europa) / Validity : None Ex nA G Zone 2 (International) / Validity : None Ex nA G Zone 2 (United Kingdom) / Validity : None Ex ia G Zone 0 (Europa) / Validity : None Ex ia G Zone 0 (International) / Validity : None Ex ia G Zone 0 (Korea) / Validity : None Ex ia G Zone 0 (North America) / Validity : None Ex ia G Zone 0 (United Kingdom) / Validity : None Ex nA G Zone 2 (Europa) / Validity : None Ex nA G Zone 2 (International) / Validity : None Ex nA G Zone 2 (United Kingdom) / Validity : None Ex ia G Zone 0 (Europa) / Validity : None Ex ia G Zone 0 (International) / Validity : None Ex ia G Zone 0 (Korea) / Validity : None Ex ia G Zone 0 (North America) / Validity : None Ex ia G Zone 0 (United Kingdom) / Validity : None Ex nA G Zone 2 (Europa) / Validity : None Ex nA G Zone 2 (International) / Validity : None Ex nA G Zone 2 (United Kingdom) / Validity : None Ex ia G Zone 0 (Europa) / Validity : None Ex ia G Zone 0 (International) / Validity : None Ex ia G Zone 0 (Korea) / Validity : None Ex ia G Zone 0 (North America) / Validity : None Ex ia G Zone 0 (United Kingdom) / Validity : None Ex nA G Zone 2 (Europa) / Validity : None Ex nA G Zone 2 (International) / Validity : None Ex nA G Zone 2 (United Kingdom) / Validity : None Ex ia G Zone 0 (Europa) / Validity : None Ex ia G Zone 0 (International) / Validity : None Ex ia G Zone 0 (Korea) / Validity : None Ex ia G Zone 0 (North America) / Validity : None Ex ia G Zone 0 (United Kingdom) / Validity : None Ex nA G Zone 2 (Europa) / Validity : None Ex nA G Zone 2 (International) / Validity : None Ex nA G Zone 2 (United Kingdom) / Validity : None Ex ia G Zone 0 (Europa) / Validity : None Ex ia G Zone 0 (International) / Validity : None Ex ia G Zone 0 (Korea) / Validity : None Ex ia G Zone 0 (North America) / Validity : None Ex ia G Zone 0 (United Kingdom) / Validity : None Ex nA G Zone 2 (Europa) / Validity : None Ex nA G Zone 2 (International) / Validity : None Ex nA G Zone 2 (United Kingdom) / Validity : None Ex ia G Zone 0 (Europa) / Validity : None Ex ia G Zone 0 (International) / Validity : None Ex ia G Zone 0 (Korea) / Validity : None Ex ia G Zone 0 (North America) / Validity : None Ex ia G Zone 0 (United Kingdom) / Validity : None Ex nA G Zone 2 (Europa) / Validity : None Ex nA G Zone 2 (International) / Validity : None Ex nA G Zone 2 (United Kingdom) / Validity : None Ex ia G Zone 0 (Europa) / Validity : None Ex ia G Zone 0 (International) / Validity : None Ex ia G Zone 0 (Korea) / Validity : None Ex ia G Zone 0 (North America) / Validity : None Ex ia G Zone 0 (United Kingdom) / Validity : None Ex nA G Zone 2 (Europa) / Validity : None Ex nA G Zone 2 (International) / Validity : None Ex nA G Zone 2 (United Kingdom) / Validity : None Ex ia G Zone 0 (Europa) / Validity : None Ex ia G Zone 0 (International) / Validity : None Ex ia G Zone 0 (Korea) / Validity : None Ex ia G Zone 0 (North America) / Validity : None Ex ia G Zone 0 (United Kingdom) / Validity : None Ex nA G Zone 2 (Europa) / Validity : None Ex nA G Zone 2 (International) / Validity : None Ex nA G Zone 2 (United Kingdom) / Validity : None Ex ia G Zone 0 (Europa) / Validity : None Ex ia G Zone 0 (International) / Validity : None Ex ia G Zone 0 (Korea) / Validity : None Ex ia G Zone 0 (North America) / Validity : None Ex ia G Zone 0 (United Kingdom) / Validity : None Ex nA G Zone 2 (Europa) / Validity : None Ex nA G Zone 2 (International) / Validity : None Ex nA G Zone 2 (United Kingdom) / Validity : None Ex ia G Zone 0 (Europa) / Validity : None Ex ia G Zone 0 (International) / Validity : None Ex ia G Zone 0 (Korea) / Validity : None Ex ia G Zone 0 (North America) / Validity : None Ex ia G Zone 0 (United Kingdom) / Validity : None Ex nA G Zone 2 (Europa) / Validity : None Ex nA G Zone 2 (International) / Validity : None Ex nA G Zone 2 (United Kingdom) / Validity : None Ex ia G Zone 0 (Europa) / Validity : None Ex ia G Zone 0 (International) / Validity : None Ex ia G Zone 0 (Korea) / Validity : None Ex ia G Zone 0 (North America) / Validity : None Ex ia G Zone 0 (United Kingdom) / Validity : None Ex nA G Zone 2 (Europa) / Validity : None Ex nA G Zone 2 (International) / Validity : None Ex nA G Zone 2 (United Kingdom) / Validity : None Ex ia G Zone 0 (Europa) / Validity : None Ex ia G Zone 0 (International) / Validity : None Ex ia G Zone 0 (North America) / Validity : None Ex ia G Zone 0 (United Kingdom) / Validity : None Ex nA G Zone 2 (Europa) / Validity : None Ex nA G Zone 2 (International) / Validity : None Ex nA G Zone 2 (United Kingdom) / Validity : None Ex ia G Zone 0 (Europa) / Validity : None Ex ia G Zone 0 (International) / Validity : None Ex ia G Zone 0 (North America) / Validity : None Ex ia G Zone 0 (United Kingdom) / Validity : None Ex nA G Zone 2 (Europa) / Validity : None Ex nA G Zone 2 (International) / Validity : None Ex nA G Zone 2 (United Kingdom) / Validity : None Ex ia G Zone 0 (Europa) / Validity : None Ex ia G Zone 0 (International) / Validity : None Ex ia G Zone 0 (North America) / Validity : None Ex ia G Zone 0 (United Kingdom) / Validity : None Ex nA G Zone 2 (Europa) / Validity : None Ex nA G Zone 2 (International) / Validity : None Ex nA G Zone 2 (United Kingdom) / Validity : None Ex ia G Zone 0 (Europa) / Validity : None Ex ia G Zone 0 (International) / Validity : None Ex ia G Zone 0 (North America) / Validity : None Ex ia G Zone 0 (United Kingdom) / Validity : None Ex nA G Zone 2 (Europa) / Validity : None Ex nA G Zone 2 (International) / Validity : None Ex nA G Zone 2 (United Kingdom) / Validity : None Ex ia G Zone 0 (Europa) / Validity : None Ex ia G Zone 0 (International) / Validity : None Ex ia G Zone 0 (Korea) / Validity : None Ex ia G Zone 0 (North America) / Validity : None Ex ia G Zone 0 (United Kingdom) / Validity : None Ex nA G Zone 2 (Europa) / Validity : None Ex nA G Zone 2 (International) / Validity : None Ex nA G Zone 2 (United Kingdom) / Validity : None Ex ia G Zone 0 (Europa) / Validity : None Ex ia G Zone 0 (International) / Validity : None Ex ia G Zone 0 (Korea) / Validity : None Ex ia G Zone 0 (North America) / Validity : None Ex ia G Zone 0 (United Kingdom) / Validity : None Ex nA G Zone 2 (Europa) / Validity : None Ex nA G Zone 2 (International) / Validity : None Ex nA G Zone 2 (United Kingdom) / Validity : None Ex ia G Zone 0 (Europa) / Validity : None Ex ia G Zone 0 (International) / Validity : None Ex ia G Zone 0 (Korea) / Validity : None Ex ia G Zone 0 (North America) / Validity : None Ex ia G Zone 0 (United Kingdom) / Validity : None Ex nA G Zone 2 (Europa) / Validity : None Ex nA G Zone 2 (International) / Validity : None Ex nA G Zone 2 (United Kingdom) / Validity : None Ex ia G Zone 0 (Europa) / Validity : None Ex ia G Zone 0 (International) / Validity : None Ex ia G Zone 0 (Korea) / Validity : None Ex ia G Zone 0 (North America) / Validity : None Ex ia G Zone 0 (United Kingdom) / Validity : None Ex nA G Zone 2 (Europa) / Validity : None Ex nA G Zone 2 (International) / Validity : None Ex nA G Zone 2 (United Kingdom) / Validity : None Ex ia G Zone 0 (Europa) / Validity : None Ex ia G Zone 0 (International) / Validity : None Ex ia G Zone 0 (Korea) / Validity : None Ex ia G Zone 0 (North America) / Validity : None Ex ia G Zone 0 (United Kingdom) / Validity : None Ex nA G Zone 2 (Europa) / Validity : None Ex nA G Zone 2 (International) / Validity : None Ex nA G Zone 2 (United Kingdom) / Validity : None Ex ia G Zone 0 (Europa) / Validity : None Ex ia G Zone 0 (International) / Validity : None Ex ia G Zone 0 (Korea) / Validity : None Ex ia G Zone 0 (North America) / Validity : None Ex ia G Zone 0 (United Kingdom) / Validity : None Ex ib G Zone 1 (Japan) / Validity : 22.08.2025 Ex nA G Zone 2 (Europa) / Validity : None Ex nA G Zone 2 (International) / Validity : None Ex nA G Zone 2 (United Kingdom) / Validity : None Ex ia G Zone 0 (Europa) / Validity : None Ex ia G Zone 0 (International) / Validity : None Ex ia G Zone 0 (Korea) / Validity : None Ex ia G Zone 0 (North America) / Validity : None Ex ia G Zone 0 (United Kingdom) / Validity : None Ex nA G Zone 2 (Europa) / Validity : None Ex nA G Zone 2 (International) / Validity : None Ex nA G Zone 2 (United Kingdom) / Validity : None Ex ia G Zone 0 (Europa) / Validity : None Ex ia G Zone 0 (International) / Validity : None Ex ia G Zone 0 (Korea) / Validity : None Ex ia G Zone 0 (North America) / Validity : None Ex ia G Zone 0 (United Kingdom) / Validity : None Ex nA G Zone 2 (Europa) / Validity : None Ex nA G Zone 2 (International) / Validity : None Ex nA G Zone 2 (United Kingdom) / Validity : None Ex ia G Zone 0 (Europa) / Validity : None Ex ia G Zone 0 (International) / Validity : None Ex ia G Zone 0 (Korea) / Validity : None Ex ia G Zone 0 (North America) / Validity : None Ex ia G Zone 0 (United Kingdom) / Validity : None Ex ib G Zone 1 (Japan) / Validity : 24.05.2024 Ex nA G Zone 2 (Europa) / Validity : None Ex nA G Zone 2 (International) / Validity : None Ex nA G Zone 2 (United Kingdom) / Validity : None Ex ia G Zone 0 (Europa) / Validity : None Ex ia G Zone 0 (International) / Validity : None Ex ia G Zone 0 (Korea) / Validity : None Ex ia G Zone 0 (North America) / Validity : None Ex ia G Zone 0 (United Kingdom) / Validity : None Ex nA G Zone 2 (Europa) / Validity : None Ex nA G Zone 2 (International) / Validity : None Ex nA G Zone 2 (United Kingdom) / Validity : None Ex ia G Zone 0 (Europa) / Validity : None Ex ia G Zone 0 (International) / Validity : None Ex ia G Zone 0 (Korea) / Validity : None Ex ia G Zone 0 (North America) / Validity : None Ex ia G Zone 0 (United Kingdom) / Validity : None Ex nA G Zone 2 (Europa) / Validity : None Ex nA G Zone 2 (International) / Validity : None Ex nA G Zone 2 (United Kingdom) / Validity : None Ex ia G Zone 0 (Europa) / Validity : None Ex ia G Zone 0 (International) / Validity : None Ex ia G Zone 0 (Korea) / Validity : None Ex ia G Zone 0 (North America) / Validity : None Ex ia G Zone 0 (United Kingdom) / Validity : None Ex nA G Zone 2 (Europa) / Validity : None Ex nA G Zone 2 (International) / Validity : None Ex nA G Zone 2 (United Kingdom) / Validity : None Ex ia G Zone 0 (Europa) / Validity : None Ex ia G Zone 0 (International) / Validity : None Ex ia G Zone 0 (Korea) / Validity : None Ex ia G Zone 0 (North America) / Validity : None Ex ia G Zone 0 (United Kingdom) / Validity : None Ex nA G Zone 2 (Europa) / Validity : None Ex nA G Zone 2 (International) / Validity : None Ex nA G Zone 2 (United Kingdom) / Validity : None Ex ia G Zone 0 (Europa) / Validity : None Ex ia G Zone 0 (International) / Validity : None Ex ia G Zone 0 (Korea) / Validity : None Ex ia G Zone 0 (North America) / Validity : None Ex ia G Zone 0 (United Kingdom) / Validity : None Ex nA G Zone 2 (Europa) / Validity : None Ex nA G Zone 2 (International) / Validity : None Ex nA G Zone 2 (United Kingdom) / Validity : None Ex ia G Zone 0 (Europa) / Validity : None Ex ia G Zone 0 (International) / Validity : None Ex ia G Zone 0 (Korea) / Validity : None Ex ia G Zone 0 (North America) / Validity : None Ex ia G Zone 0 (United Kingdom) / Validity : None Ex nA G Zone 2 (Europa) / Validity : None Ex nA G Zone 2 (International) / Validity : None Ex nA G Zone 2 (United Kingdom) / Validity : None Ex ia G Zone 0 (Europa) / Validity : None Ex ia G Zone 0 (International) / Validity : None Ex ia G Zone 0 (Korea) / Validity : None Ex ia G Zone 0 (North America) / Validity : None Ex ia G Zone 0 (United Kingdom) / Validity : None Ex nA G Zone 2 (Europa) / Validity : None Ex nA G Zone 2 (International) / Validity : None Ex nA G Zone 2 (United Kingdom) / Validity : None Ex ia G Zone 0 (Europa) / Validity : None Ex ia G Zone 0 (International) / Validity : None Ex ia G Zone 0 (Korea) / Validity : None Ex ia G Zone 0 (North America) / Validity : None Ex ia G Zone 0 (United Kingdom) / Validity : None Ex nA G Zone 2 (Europa) / Validity : None Ex nA G Zone 2 (International) / Validity : None Ex nA G Zone 2 (United Kingdom) / Validity : None Ex ia G Zone 0 (Europa) / Validity : None Ex ia G Zone 0 (International) / Validity : None Ex ia G Zone 0 (Korea) / Validity : None Ex ia G Zone 0 (North America) / Validity : None Ex ia G Zone 0 (United Kingdom) / Validity : None Ex nA G Zone 2 (Europa) / Validity : None Ex nA G Zone 2 (International) / Validity : None Ex nA G Zone 2 (United Kingdom) / Validity : None Ex ia G Zone 0 (Europa) / Validity : None Ex ia G Zone 0 (International) / Validity : None Ex ia G Zone 0 (Korea) / Validity : None Ex ia G Zone 0 (North America) / Validity : None Ex ia G Zone 0 (United Kingdom) / Validity : None Ex nA G Zone 2 (Europa) / Validity : None Ex nA G Zone 2 (International) / Validity : None Ex nA G Zone 2 (United Kingdom) / Validity : None Ex ia G Zone 0 (Europa) / Validity : None Ex ia G Zone 0 (International) / Validity : None Ex ia G Zone 0 (Korea) / Validity : None Ex ia G Zone 0 (North America) / Validity : None Ex ia G Zone 0 (United Kingdom) / Validity : None Ex nA G Zone 2 (Europa) / Validity : None Ex nA G Zone 2 (International) / Validity : None Ex nA G Zone 2 (United Kingdom) / Validity : None Ex ia G Zone 0 (Europa) / Validity : None Ex ia G Zone 0 (International) / Validity : None Ex ia G Zone 0 (Korea) / Validity : None Ex ia G Zone 0 (North America) / Validity : None Ex ia G Zone 0 (United Kingdom) / Validity : None Ex nA G Zone 2 (Europa) / Validity : None Ex nA G Zone 2 (International) / Validity : None Ex nA G Zone 2 (United Kingdom) / Validity : None Ex ia G Zone 0 (Europa) / Validity : None Ex ia G Zone 0 (International) / Validity : None Ex ia G Zone 0 (Korea) / Validity : None Ex ia G Zone 0 (North America) / Validity : None Ex ia G Zone 0 (United Kingdom) / Validity : None Ex nA G Zone 2 (Europa) / Validity : None Ex nA G Zone 2 (International) / Validity : None Ex nA G Zone 2 (United Kingdom) / Validity : None Ex ia G Zone 0 (Europa) / Validity : None Ex ia G Zone 0 (International) / Validity : None Ex ia G Zone 0 (Korea) / Validity : None Ex ia G Zone 0 (North America) / Validity : None Ex ia G Zone 0 (United Kingdom) / Validity : None Ex nA G Zone 2 (Europa) / Validity : None Ex nA G Zone 2 (International) / Validity : None Ex nA G Zone 2 (United Kingdom) / Validity : None Ex ia G Zone 0 (Europa) / Validity : None Ex ia G Zone 0 (International) / Validity : None Ex ia G Zone 0 (Korea) / Validity : None Ex ia G Zone 0 (North America) / Validity : None Ex ia G Zone 0 (United Kingdom) / Validity : None Ex nA G Zone 2 (Europa) / Validity : None Ex nA G Zone 2 (International) / Validity : None Ex nA G Zone 2 (United Kingdom) / Validity : None Ex ia G Zone 0 (Europa) / Validity : None Ex ia G Zone 0 (International) / Validity : None Ex ia G Zone 0 (Korea) / Validity : None Ex ia G Zone 0 (North America) / Validity : None Ex ia G Zone 0 (United Kingdom) / Validity : None Ex nA G Zone 2 (Europa) / Validity : None Ex nA G Zone 2 (International) / Validity : None Ex nA G Zone 2 (United Kingdom) / Validity : None Ex ia G Zone 0 (Europa) / Validity : None Ex ia G Zone 0 (International) / Validity : None Ex ia G Zone 0 (Korea) / Validity : None Ex ia G Zone 0 (North America) / Validity : None Ex ia G Zone 0 (United Kingdom) / Validity : None Ex nA G Zone 2 (Europa) / Validity : None Ex nA G Zone 2 (International) / Validity : None Ex nA G Zone 2 (United Kingdom) / Validity : None Ex ia G Zone 0 (Europa) / Validity : None Ex ia G Zone 0 (International) / Validity : None Ex ia G Zone 0 (Korea) / Validity : None Ex ia G Zone 0 (North America) / Validity : None Ex ia G Zone 0 (United Kingdom) / Validity : None Ex nA G Zone 2 (Europa) / Validity : None Ex nA G Zone 2 (International) / Validity : None Ex nA G Zone 2 (United Kingdom) / Validity : None Ex ia G Zone 0 (Europa) / Validity : None Ex ia G Zone 0 (International) / Validity : None Ex ia G Zone 0 (North America) / Validity : None Ex ia G Zone 0 (United Kingdom) / Validity : None Ex nA G Zone 2 (Europa) / Validity : None Ex nA G Zone 2 (International) / Validity : None Ex nA G Zone 2 (United Kingdom) / Validity : None Ex ia G Zone 0 (Europa) / Validity : None Ex ia G Zone 0 (International) / Validity : None Ex ia G Zone 0 (North America) / Validity : None Ex ia G Zone 0 (United Kingdom) / Validity : None Ex nA G Zone 2 (Europa) / Validity : None Ex nA G Zone 2 (International) / Validity : None Ex nA G Zone 2 (United Kingdom) / Validity : None Ex ia G Zone 0 (Europa) / Validity : None Ex ia G Zone 0 (International) / Validity : None Ex ia G Zone 0 (North America) / Validity : None Ex ia G Zone 0 (United Kingdom) / Validity : None Ex nA G Zone 2 (Europa) / Validity : None Ex nA G Zone 2 (International) / Validity : None Ex nA G Zone 2 (United Kingdom) / Validity : None Ex ia G Zone 0 (Europa) / Validity : None Ex ia G Zone 0 (International) / Validity : None Ex ia G Zone 0 (Korea) / Validity : None Ex ia G Zone 0 (North America) / Validity : None Ex ia G Zone 0 (United Kingdom) / Validity : None Ex nA G Zone 2 (Europa) / Validity : None Ex nA G Zone 2 (International) / Validity : None Ex nA G Zone 2 (United Kingdom) / Validity : None Ex ia G Zone 0 (Europa) / Validity : None Ex ia G Zone 0 (International) / Validity : None Ex ia G Zone 0 (North America) / Validity : None Ex ia G Zone 0 (Russia, Belarus, Kyrgyzstan, Armenia, Kazakhstan) / Validity : 18.02.2026 Ex nA G Zone 2 (Europa) / Validity : None Ex nA G Zone 2 (International) / Validity : None Ex nA G Zone 2 (North America) / Validity : None Ex nA G Zone 2 (Russia, Belarus, Kyrgyzstan, Armenia, Kazakhstan) / Validity : 18.02.2026 | No | No | .
143-545-000-13x | 143-545-000-131 | DocManager | CP545-131 Piezoelectric Dynamic Pressure Sensor | CP545-131 | GaPO4 pressure sensor, matching IPC 704_511, -70°C to 560°C, 90 pC/bar, nominal pressure 0 to 50 bar, maximal pressure 100 bar, 4.1 m integral MI cable with double braid 0.970 m, Lemo type 0 connector, Ex approved | . | 90pC/bar | -70 | 560 | 2 | 10000 | LEMO type 0 | CPxxx, IPC707, GSI127, EC153, MA Seal, ABAxxx, JB105, JB116 | . |  |  |  | . | Switzerland |  |  |  | . | Dynamic Pressure Sensors | Dynamic pressure sensors (CP) | . | Ex ia G Zone 0 (Europa) / Validity : None Ex ia G Zone 0 (International) / Validity : None Ex ia G Zone 0 (Korea) / Validity : None Ex ia G Zone 0 (North America) / Validity : None Ex ia G Zone 0 (United Kingdom) / Validity : None Ex nA G Zone 2 (Europa) / Validity : None Ex nA G Zone 2 (International) / Validity : None Ex nA G Zone 2 (United Kingdom) / Validity : None Ex ia G Zone 0 (Europa) / Validity : None Ex ia G Zone 0 (International) / Validity : None Ex ia G Zone 0 (Korea) / Validity : None Ex ia G Zone 0 (North America) / Validity : None Ex ia G Zone 0 (United Kingdom) / Validity : None Ex nA G Zone 2 (Europa) / Validity : None Ex nA G Zone 2 (International) / Validity : None Ex nA G Zone 2 (United Kingdom) / Validity : None Ex ia G Zone 0 (Europa) / Validity : None Ex ia G Zone 0 (International) / Validity : None Ex ia G Zone 0 (Korea) / Validity : None Ex ia G Zone 0 (North America) / Validity : None Ex ia G Zone 0 (United Kingdom) / Validity : None Ex nA G Zone 2 (Europa) / Validity : None Ex nA G Zone 2 (International) / Validity : None Ex nA G Zone 2 (United Kingdom) / Validity : None Ex ia G Zone 0 (Europa) / Validity : None Ex ia G Zone 0 (International) / Validity : None Ex ia G Zone 0 (Korea) / Validity : None Ex ia G Zone 0 (North America) / Validity : None Ex ia G Zone 0 (United Kingdom) / Validity : None Ex nA G Zone 2 (Europa) / Validity : None Ex nA G Zone 2 (International) / Validity : None Ex nA G Zone 2 (United Kingdom) / Validity : None Ex ia G Zone 0 (Europa) / Validity : None Ex ia G Zone 0 (International) / Validity : None Ex ia G Zone 0 (Korea) / Validity : None Ex ia G Zone 0 (North America) / Validity : None Ex ia G Zone 0 (United Kingdom) / Validity : None Ex nA G Zone 2 (Europa) / Validity : None Ex nA G Zone 2 (International) / Validity : None Ex nA G Zone 2 (United Kingdom) / Validity : None Ex ia G Zone 0 (Europa) / Validity : None Ex ia G Zone 0 (International) / Validity : None Ex ia G Zone 0 (Korea) / Validity : None Ex ia G Zone 0 (North America) / Validity : None Ex ia G Zone 0 (United Kingdom) / Validity : None Ex nA G Zone 2 (Europa) / Validity : None Ex nA G Zone 2 (International) / Validity : None Ex nA G Zone 2 (United Kingdom) / Validity : None Ex ia G Zone 0 (Europa) / Validity : None Ex ia G Zone 0 (International) / Validity : None Ex ia G Zone 0 (Korea) / Validity : None Ex ia G Zone 0 (North America) / Validity : None Ex ia G Zone 0 (United Kingdom) / Validity : None Ex nA G Zone 2 (Europa) / Validity : None Ex nA G Zone 2 (International) / Validity : None Ex nA G Zone 2 (United Kingdom) / Validity : None Ex ia G Zone 0 (Europa) / Validity : None Ex ia G Zone 0 (International) / Validity : None Ex ia G Zone 0 (Korea) / Validity : None Ex ia G Zone 0 (North America) / Validity : None Ex ia G Zone 0 (United Kingdom) / Validity : None Ex nA G Zone 2 (Europa) / Validity : None Ex nA G Zone 2 (International) / Validity : None Ex nA G Zone 2 (United Kingdom) / Validity : None Ex ia G Zone 0 (Europa) / Validity : None Ex ia G Zone 0 (International) / Validity : None Ex ia G Zone 0 (Korea) / Validity : None Ex ia G Zone 0 (North America) / Validity : None Ex ia G Zone 0 (United Kingdom) / Validity : None Ex nA G Zone 2 (Europa) / Validity : None Ex nA G Zone 2 (International) / Validity : None Ex nA G Zone 2 (United Kingdom) / Validity : None Ex ia G Zone 0 (Europa) / Validity : None Ex ia G Zone 0 (International) / Validity : None Ex ia G Zone 0 (Korea) / Validity : None Ex ia G Zone 0 (North America) / Validity : None Ex ia G Zone 0 (United Kingdom) / Validity : None Ex nA G Zone 2 (Europa) / Validity : None Ex nA G Zone 2 (International) / Validity : None Ex nA G Zone 2 (United Kingdom) / Validity : None Ex ia G Zone 0 (Europa) / Validity : None Ex ia G Zone 0 (International) / Validity : None Ex ia G Zone 0 (Korea) / Validity : None Ex ia G Zone 0 (North America) / Validity : None Ex ia G Zone 0 (United Kingdom) / Validity : None Ex nA G Zone 2 (Europa) / Validity : None Ex nA G Zone 2 (International) / Validity : None Ex nA G Zone 2 (United Kingdom) / Validity : None Ex ia G Zone 0 (Europa) / Validity : None Ex ia G Zone 0 (International) / Validity : None Ex ia G Zone 0 (Korea) / Validity : None Ex ia G Zone 0 (North America) / Validity : None Ex ia G Zone 0 (United Kingdom) / Validity : None Ex nA G Zone 2 (Europa) / Validity : None Ex nA G Zone 2 (International) / Validity : None Ex nA G Zone 2 (United Kingdom) / Validity : None Ex ia G Zone 0 (Europa) / Validity : None Ex ia G Zone 0 (International) / Validity : None Ex ia G Zone 0 (Korea) / Validity : None Ex ia G Zone 0 (North America) / Validity : None Ex ia G Zone 0 (United Kingdom) / Validity : None Ex nA G Zone 2 (Europa) / Validity : None Ex nA G Zone 2 (International) / Validity : None Ex nA G Zone 2 (United Kingdom) / Validity : None Ex ia G Zone 0 (Europa) / Validity : None Ex ia G Zone 0 (International) / Validity : None Ex ia G Zone 0 (Korea) / Validity : None Ex ia G Zone 0 (North America) / Validity : None Ex ia G Zone 0 (United Kingdom) / Validity : None Ex nA G Zone 2 (Europa) / Validity : None Ex nA G Zone 2 (International) / Validity : None Ex nA G Zone 2 (United Kingdom) / Validity : None Ex ia G Zone 0 (Europa) / Validity : None Ex ia G Zone 0 (International) / Validity : None Ex ia G Zone 0 (Korea) / Validity : None Ex ia G Zone 0 (North America) / Validity : None Ex ia G Zone 0 (United Kingdom) / Validity : None Ex nA G Zone 2 (Europa) / Validity : None Ex nA G Zone 2 (International) / Validity : None Ex nA G Zone 2 (United Kingdom) / Validity : None Ex ia G Zone 0 (Europa) / Validity : None Ex ia G Zone 0 (International) / Validity : None Ex ia G Zone 0 (Korea) / Validity : None Ex ia G Zone 0 (North America) / Validity : None Ex ia G Zone 0 (United Kingdom) / Validity : None Ex nA G Zone 2 (Europa) / Validity : None Ex nA G Zone 2 (International) / Validity : None Ex nA G Zone 2 (United Kingdom) / Validity : None Ex ia G Zone 0 (Europa) / Validity : None Ex ia G Zone 0 (International) / Validity : None Ex ia G Zone 0 (Korea) / Validity : None Ex ia G Zone 0 (North America) / Validity : None Ex ia G Zone 0 (United Kingdom) / Validity : None Ex nA G Zone 2 (Europa) / Validity : None Ex nA G Zone 2 (International) / Validity : None Ex nA G Zone 2 (United Kingdom) / Validity : None Ex ia G Zone 0 (Europa) / Validity : None Ex ia G Zone 0 (International) / Validity : None Ex ia G Zone 0 (Korea) / Validity : None Ex ia G Zone 0 (North America) / Validity : None Ex ia G Zone 0 (United Kingdom) / Validity : None Ex nA G Zone 2 (Europa) / Validity : None Ex nA G Zone 2 (International) / Validity : None Ex nA G Zone 2 (United Kingdom) / Validity : None Ex ia G Zone 0 (Europa) / Validity : None Ex ia G Zone 0 (International) / Validity : None Ex ia G Zone 0 (Korea) / Validity : None Ex ia G Zone 0 (North America) / Validity : None Ex ia G Zone 0 (United Kingdom) / Validity : None Ex nA G Zone 2 (Europa) / Validity : None Ex nA G Zone 2 (International) / Validity : None Ex nA G Zone 2 (United Kingdom) / Validity : None Ex ia G Zone 0 (Europa) / Validity : None Ex ia G Zone 0 (International) / Validity : None Ex ia G Zone 0 (Korea) / Validity : None Ex ia G Zone 0 (North America) / Validity : None Ex ia G Zone 0 (United Kingdom) / Validity : None Ex nA G Zone 2 (Europa) / Validity : None Ex nA G Zone 2 (International) / Validity : None Ex nA G Zone 2 (United Kingdom) / Validity : None Ex ia G Zone 0 (Europa) / Validity : None Ex ia G Zone 0 (International) / Validity : None Ex ia G Zone 0 (Korea) / Validity : None Ex ia G Zone 0 (North America) / Validity : None Ex ia G Zone 0 (United Kingdom) / Validity : None Ex nA G Zone 2 (Europa) / Validity : None Ex nA G Zone 2 (International) / Validity : None Ex nA G Zone 2 (United Kingdom) / Validity : None Ex ia G Zone 0 (Europa) / Validity : None Ex ia G Zone 0 (International) / Validity : None Ex ia G Zone 0 (Korea) / Validity : None Ex ia G Zone 0 (North America) / Validity : None Ex ia G Zone 0 (United Kingdom) / Validity : None Ex nA G Zone 2 (Europa) / Validity : None Ex nA G Zone 2 (International) / Validity : None Ex nA G Zone 2 (United Kingdom) / Validity : None Ex ia G Zone 0 (Europa) / Validity : None Ex ia G Zone 0 (International) / Validity : None Ex ia G Zone 0 (Korea) / Validity : None Ex ia G Zone 0 (North America) / Validity : None Ex ia G Zone 0 (United Kingdom) / Validity : None Ex nA G Zone 2 (Europa) / Validity : None Ex nA G Zone 2 (International) / Validity : None Ex nA G Zone 2 (United Kingdom) / Validity : None Ex ia G Zone 0 (Europa) / Validity : None Ex ia G Zone 0 (International) / Validity : None Ex ia G Zone 0 (Korea) / Validity : None Ex ia G Zone 0 (North America) / Validity : None Ex ia G Zone 0 (United Kingdom) / Validity : None Ex nA G Zone 2 (Europa) / Validity : None Ex nA G Zone 2 (International) / Validity : None Ex nA G Zone 2 (United Kingdom) / Validity : None Ex ia G Zone 0 (Europa) / Validity : None Ex ia G Zone 0 (International) / Validity : None Ex ia G Zone 0 (Korea) / Validity : None Ex ia G Zone 0 (North America) / Validity : None Ex ia G Zone 0 (United Kingdom) / Validity : None Ex nA G Zone 2 (Europa) / Validity : None Ex nA G Zone 2 (International) / Validity : None Ex nA G Zone 2 (United Kingdom) / Validity : None Ex ia G Zone 0 (Europa) / Validity : None Ex ia G Zone 0 (International) / Validity : None Ex ia G Zone 0 (North America) / Validity : None Ex ia G Zone 0 (United Kingdom) / Validity : None Ex nA G Zone 2 (Europa) / Validity : None Ex nA G Zone 2 (International) / Validity : None Ex nA G Zone 2 (United Kingdom) / Validity : None Ex ia G Zone 0 (Europa) / Validity : None Ex ia G Zone 0 (International) / Validity : None Ex ia G Zone 0 (North America) / Validity : None Ex ia G Zone 0 (United Kingdom) / Validity : None Ex nA G Zone 2 (Europa) / Validity : None Ex nA G Zone 2 (International) / Validity : None Ex nA G Zone 2 (United Kingdom) / Validity : None Ex ia G Zone 0 (Europa) / Validity : None Ex ia G Zone 0 (International) / Validity : None Ex ia G Zone 0 (North America) / Validity : None Ex ia G Zone 0 (United Kingdom) / Validity : None Ex nA G Zone 2 (Europa) / Validity : None Ex nA G Zone 2 (International) / Validity : None Ex nA G Zone 2 (United Kingdom) / Validity : None Ex ia G Zone 0 (Europa) / Validity : None Ex ia G Zone 0 (International) / Validity : None Ex ia G Zone 0 (North America) / Validity : None Ex ia G Zone 0 (United Kingdom) / Validity : None Ex nA G Zone 2 (Europa) / Validity : None Ex nA G Zone 2 (International) / Validity : None Ex nA G Zone 2 (United Kingdom) / Validity : None Ex ia G Zone 0 (Europa) / Validity : None Ex ia G Zone 0 (International) / Validity : None Ex ia G Zone 0 (Korea) / Validity : None Ex ia G Zone 0 (North America) / Validity : None Ex ia G Zone 0 (United Kingdom) / Validity : None Ex nA G Zone 2 (Europa) / Validity : None Ex nA G Zone 2 (International) / Validity : None Ex nA G Zone 2 (United Kingdom) / Validity : None Ex ia G Zone 0 (Europa) / Validity : None Ex ia G Zone 0 (International) / Validity : None Ex ia G Zone 0 (Korea) / Validity : None Ex ia G Zone 0 (North America) / Validity : None Ex ia G Zone 0 (United Kingdom) / Validity : None Ex nA G Zone 2 (Europa) / Validity : None Ex nA G Zone 2 (International) / Validity : None Ex nA G Zone 2 (United Kingdom) / Validity : None Ex ia G Zone 0 (Europa) / Validity : None Ex ia G Zone 0 (International) / Validity : None Ex ia G Zone 0 (Korea) / Validity : None Ex ia G Zone 0 (North America) / Validity : None Ex ia G Zone 0 (United Kingdom) / Validity : None Ex nA G Zone 2 (Europa) / Validity : None Ex nA G Zone 2 (International) / Validity : None Ex nA G Zone 2 (United Kingdom) / Validity : None Ex ia G Zone 0 (Europa) / Validity : None Ex ia G Zone 0 (International) / Validity : None Ex ia G Zone 0 (Korea) / Validity : None Ex ia G Zone 0 (North America) / Validity : None Ex ia G Zone 0 (United Kingdom) / Validity : None Ex nA G Zone 2 (Europa) / Validity : None Ex nA G Zone 2 (International) / Validity : None Ex nA G Zone 2 (United Kingdom) / Validity : None Ex ia G Zone 0 (Europa) / Validity : None Ex ia G Zone 0 (International) / Validity : None Ex ia G Zone 0 (Korea) / Validity : None Ex ia G Zone 0 (North America) / Validity : None Ex ia G Zone 0 (United Kingdom) / Validity : None Ex nA G Zone 2 (Europa) / Validity : None Ex nA G Zone 2 (International) / Validity : None Ex nA G Zone 2 (United Kingdom) / Validity : None Ex ia G Zone 0 (Europa) / Validity : None Ex ia G Zone 0 (International) / Validity : None Ex ia G Zone 0 (Korea) / Validity : None Ex ia G Zone 0 (North America) / Validity : None Ex ia G Zone 0 (United Kingdom) / Validity : None Ex ib G Zone 1 (Japan) / Validity : 22.08.2025 Ex nA G Zone 2 (Europa) / Validity : None Ex nA G Zone 2 (International) / Validity : None Ex nA G Zone 2 (United Kingdom) / Validity : None Ex ia G Zone 0 (Europa) / Validity : None Ex ia G Zone 0 (International) / Validity : None Ex ia G Zone 0 (Korea) / Validity : None Ex ia G Zone 0 (North America) / Validity : None Ex ia G Zone 0 (United Kingdom) / Validity : None Ex nA G Zone 2 (Europa) / Validity : None Ex nA G Zone 2 (International) / Validity : None Ex nA G Zone 2 (United Kingdom) / Validity : None Ex ia G Zone 0 (Europa) / Validity : None Ex ia G Zone 0 (International) / Validity : None Ex ia G Zone 0 (Korea) / Validity : None Ex ia G Zone 0 (North America) / Validity : None Ex ia G Zone 0 (United Kingdom) / Validity : None Ex nA G Zone 2 (Europa) / Validity : None Ex nA G Zone 2 (International) / Validity : None Ex nA G Zone 2 (United Kingdom) / Validity : None Ex ia G Zone 0 (Europa) / Validity : None Ex ia G Zone 0 (International) / Validity : None Ex ia G Zone 0 (Korea) / Validity : None Ex ia G Zone 0 (North America) / Validity : None Ex ia G Zone 0 (United Kingdom) / Validity : None Ex ib G Zone 1 (Japan) / Validity : 24.05.2024 Ex nA G Zone 2 (Europa) / Validity : None Ex nA G Zone 2 (International) / Validity : None Ex nA G Zone 2 (United Kingdom) / Validity : None Ex ia G Zone 0 (Europa) / Validity : None Ex ia G Zone 0 (International) / Validity : None Ex ia G Zone 0 (Korea) / Validity : None Ex ia G Zone 0 (North America) / Validity : None Ex ia G Zone 0 (United Kingdom) / Validity : None Ex nA G Zone 2 (Europa) / Validity : None Ex nA G Zone 2 (International) / Validity : None Ex nA G Zone 2 (United Kingdom) / Validity : None Ex ia G Zone 0 (Europa) / Validity : None Ex ia G Zone 0 (International) / Validity : None Ex ia G Zone 0 (Korea) / Validity : None Ex ia G Zone 0 (North America) / Validity : None Ex ia G Zone 0 (United Kingdom) / Validity : None Ex nA G Zone 2 (Europa) / Validity : None Ex nA G Zone 2 (International) / Validity : None Ex nA G Zone 2 (United Kingdom) / Validity : None Ex ia G Zone 0 (Europa) / Validity : None Ex ia G Zone 0 (International) / Validity : None Ex ia G Zone 0 (Korea) / Validity : None Ex ia G Zone 0 (North America) / Validity : None Ex ia G Zone 0 (United Kingdom) / Validity : None Ex nA G Zone 2 (Europa) / Validity : None Ex nA G Zone 2 (International) / Validity : None Ex nA G Zone 2 (United Kingdom) / Validity : None Ex ia G Zone 0 (Europa) / Validity : None Ex ia G Zone 0 (International) / Validity : None Ex ia G Zone 0 (Korea) / Validity : None Ex ia G Zone 0 (North America) / Validity : None Ex ia G Zone 0 (United Kingdom) / Validity : None Ex nA G Zone 2 (Europa) / Validity : None Ex nA G Zone 2 (International) / Validity : None Ex nA G Zone 2 (United Kingdom) / Validity : None Ex ia G Zone 0 (Europa) / Validity : None Ex ia G Zone 0 (International) / Validity : None Ex ia G Zone 0 (Korea) / Validity : None Ex ia G Zone 0 (North America) / Validity : None Ex ia G Zone 0 (United Kingdom) / Validity : None Ex nA G Zone 2 (Europa) / Validity : None Ex nA G Zone 2 (International) / Validity : None Ex nA G Zone 2 (United Kingdom) / Validity : None Ex ia G Zone 0 (Europa) / Validity : None Ex ia G Zone 0 (International) / Validity : None Ex ia G Zone 0 (Korea) / Validity : None Ex ia G Zone 0 (North America) / Validity : None Ex ia G Zone 0 (United Kingdom) / Validity : None Ex nA G Zone 2 (Europa) / Validity : None Ex nA G Zone 2 (International) / Validity : None Ex nA G Zone 2 (United Kingdom) / Validity : None Ex ia G Zone 0 (Europa) / Validity : None Ex ia G Zone 0 (International) / Validity : None Ex ia G Zone 0 (Korea) / Validity : None Ex ia G Zone 0 (North America) / Validity : None Ex ia G Zone 0 (United Kingdom) / Validity : None Ex nA G Zone 2 (Europa) / Validity : None Ex nA G Zone 2 (International) / Validity : None Ex nA G Zone 2 (United Kingdom) / Validity : None Ex ia G Zone 0 (Europa) / Validity : None Ex ia G Zone 0 (International) / Validity : None Ex ia G Zone 0 (Korea) / Validity : None Ex ia G Zone 0 (North America) / Validity : None Ex ia G Zone 0 (United Kingdom) / Validity : None Ex nA G Zone 2 (Europa) / Validity : None Ex nA G Zone 2 (International) / Validity : None Ex nA G Zone 2 (United Kingdom) / Validity : None Ex ia G Zone 0 (Europa) / Validity : None Ex ia G Zone 0 (International) / Validity : None Ex ia G Zone 0 (Korea) / Validity : None Ex ia G Zone 0 (North America) / Validity : None Ex ia G Zone 0 (United Kingdom) / Validity : None Ex nA G Zone 2 (Europa) / Validity : None Ex nA G Zone 2 (International) / Validity : None Ex nA G Zone 2 (United Kingdom) / Validity : None Ex ia G Zone 0 (Europa) / Validity : None Ex ia G Zone 0 (International) / Validity : None Ex ia G Zone 0 (Korea) / Validity : None Ex ia G Zone 0 (North America) / Validity : None Ex ia G Zone 0 (United Kingdom) / Validity : None Ex nA G Zone 2 (Europa) / Validity : None Ex nA G Zone 2 (International) / Validity : None Ex nA G Zone 2 (United Kingdom) / Validity : None Ex ia G Zone 0 (Europa) / Validity : None Ex ia G Zone 0 (International) / Validity : None Ex ia G Zone 0 (Korea) / Validity : None Ex ia G Zone 0 (North America) / Validity : None Ex ia G Zone 0 (United Kingdom) / Validity : None Ex nA G Zone 2 (Europa) / Validity : None Ex nA G Zone 2 (International) / Validity : None Ex nA G Zone 2 (United Kingdom) / Validity : None Ex ia G Zone 0 (Europa) / Validity : None Ex ia G Zone 0 (International) / Validity : None Ex ia G Zone 0 (Korea) / Validity : None Ex ia G Zone 0 (North America) / Validity : None Ex ia G Zone 0 (United Kingdom) / Validity : None Ex nA G Zone 2 (Europa) / Validity : None Ex nA G Zone 2 (International) / Validity : None Ex nA G Zone 2 (United Kingdom) / Validity : None Ex ia G Zone 0 (Europa) / Validity : None Ex ia G Zone 0 (International) / Validity : None Ex ia G Zone 0 (Korea) / Validity : None Ex ia G Zone 0 (North America) / Validity : None Ex ia G Zone 0 (United Kingdom) / Validity : None Ex nA G Zone 2 (Europa) / Validity : None Ex nA G Zone 2 (International) / Validity : None Ex nA G Zone 2 (United Kingdom) / Validity : None Ex ia G Zone 0 (Europa) / Validity : None Ex ia G Zone 0 (International) / Validity : None Ex ia G Zone 0 (Korea) / Validity : None Ex ia G Zone 0 (North America) / Validity : None Ex ia G Zone 0 (United Kingdom) / Validity : None Ex nA G Zone 2 (Europa) / Validity : None Ex nA G Zone 2 (International) / Validity : None Ex nA G Zone 2 (United Kingdom) / Validity : None Ex ia G Zone 0 (Europa) / Validity : None Ex ia G Zone 0 (International) / Validity : None Ex ia G Zone 0 (Korea) / Validity : None Ex ia G Zone 0 (North America) / Validity : None Ex ia G Zone 0 (United Kingdom) / Validity : None Ex nA G Zone 2 (Europa) / Validity : None Ex nA G Zone 2 (International) / Validity : None Ex nA G Zone 2 (United Kingdom) / Validity : None Ex ia G Zone 0 (Europa) / Validity : None Ex ia G Zone 0 (International) / Validity : None Ex ia G Zone 0 (Korea) / Validity : None Ex ia G Zone 0 (North America) / Validity : None Ex ia G Zone 0 (United Kingdom) / Validity : None Ex nA G Zone 2 (Europa) / Validity : None Ex nA G Zone 2 (International) / Validity : None Ex nA G Zone 2 (United Kingdom) / Validity : None Ex ia G Zone 0 (Europa) / Validity : None Ex ia G Zone 0 (International) / Validity : None Ex ia G Zone 0 (Korea) / Validity : None Ex ia G Zone 0 (North America) / Validity : None Ex ia G Zone 0 (United Kingdom) / Validity : None Ex nA G Zone 2 (Europa) / Validity : None Ex nA G Zone 2 (International) / Validity : None Ex nA G Zone 2 (United Kingdom) / Validity : None Ex ia G Zone 0 (Europa) / Validity : None Ex ia G Zone 0 (International) / Validity : None Ex ia G Zone 0 (Korea) / Validity : None Ex ia G Zone 0 (North America) / Validity : None Ex ia G Zone 0 (United Kingdom) / Validity : None Ex nA G Zone 2 (Europa) / Validity : None Ex nA G Zone 2 (International) / Validity : None Ex nA G Zone 2 (United Kingdom) / Validity : None Ex ia G Zone 0 (Europa) / Validity : None Ex ia G Zone 0 (International) / Validity : None Ex ia G Zone 0 (North America) / Validity : None Ex ia G Zone 0 (United Kingdom) / Validity : None Ex nA G Zone 2 (Europa) / Validity : None Ex nA G Zone 2 (International) / Validity : None Ex nA G Zone 2 (United Kingdom) / Validity : None Ex ia G Zone 0 (Europa) / Validity : None Ex ia G Zone 0 (International) / Validity : None Ex ia G Zone 0 (North America) / Validity : None Ex ia G Zone 0 (United Kingdom) / Validity : None Ex nA G Zone 2 (Europa) / Validity : None Ex nA G Zone 2 (International) / Validity : None Ex nA G Zone 2 (United Kingdom) / Validity : None Ex ia G Zone 0 (Europa) / Validity : None Ex ia G Zone 0 (International) / Validity : None Ex ia G Zone 0 (North America) / Validity : None Ex ia G Zone 0 (United Kingdom) / Validity : None Ex nA G Zone 2 (Europa) / Validity : None Ex nA G Zone 2 (International) / Validity : None Ex nA G Zone 2 (United Kingdom) / Validity : None Ex ia G Zone 0 (Europa) / Validity : None Ex ia G Zone 0 (International) / Validity : None Ex ia G Zone 0 (Korea) / Validity : None Ex ia G Zone 0 (North America) / Validity : None Ex ia G Zone 0 (United Kingdom) / Validity : None Ex nA G Zone 2 (Europa) / Validity : None Ex nA G Zone 2 (International) / Validity : None Ex nA G Zone 2 (United Kingdom) / Validity : None Ex ia G Zone 0 (Europa) / Validity : None Ex ia G Zone 0 (International) / Validity : None Ex ia G Zone 0 (North America) / Validity : None Ex ia G Zone 0 (Russia, Belarus, Kyrgyzstan, Armenia, Kazakhstan) / Validity : 18.02.2026 Ex nA G Zone 2 (Europa) / Validity : None Ex nA G Zone 2 (International) / Validity : None Ex nA G Zone 2 (North America) / Validity : None Ex nA G Zone 2 (Russia, Belarus, Kyrgyzstan, Armenia, Kazakhstan) / Validity : 18.02.2026 | No | No | .
143-545-000-14x | 143-545-000-141 | DocManager | CP545-141 Piezoelectric Dynamic Pressure Sensor | CP545-141 | GaPO4 pressure sensor, matching IPC 704_511, -70°C to 560°C, 90 pC/bar, nominal pressure 0 to 50 bar, maximal pressure 100 bar, 4.1 m integral MI cable with double braid 1.090 m, Lemo type 0 connector, Ex approved | . | 90pC/bar | -70 | 560 | 2 | 10000 | LEMO type 0 | CPxxx, IPC707, GSI127, EC153, MA Seal, ABAxxx, JB105, JB116 | . |  |  |  | . | Switzerland |  |  |  | . | Dynamic Pressure Sensors | Dynamic pressure sensors (CP) | . | Ex ia G Zone 0 (Europa) / Validity : None Ex ia G Zone 0 (International) / Validity : None Ex ia G Zone 0 (Korea) / Validity : None Ex ia G Zone 0 (North America) / Validity : None Ex ia G Zone 0 (United Kingdom) / Validity : None Ex nA G Zone 2 (Europa) / Validity : None Ex nA G Zone 2 (International) / Validity : None Ex nA G Zone 2 (United Kingdom) / Validity : None Ex ia G Zone 0 (Europa) / Validity : None Ex ia G Zone 0 (International) / Validity : None Ex ia G Zone 0 (Korea) / Validity : None Ex ia G Zone 0 (North America) / Validity : None Ex ia G Zone 0 (United Kingdom) / Validity : None Ex nA G Zone 2 (Europa) / Validity : None Ex nA G Zone 2 (International) / Validity : None Ex nA G Zone 2 (United Kingdom) / Validity : None Ex ia G Zone 0 (Europa) / Validity : None Ex ia G Zone 0 (International) / Validity : None Ex ia G Zone 0 (Korea) / Validity : None Ex ia G Zone 0 (North America) / Validity : None Ex ia G Zone 0 (United Kingdom) / Validity : None Ex nA G Zone 2 (Europa) / Validity : None Ex nA G Zone 2 (International) / Validity : None Ex nA G Zone 2 (United Kingdom) / Validity : None Ex ia G Zone 0 (Europa) / Validity : None Ex ia G Zone 0 (International) / Validity : None Ex ia G Zone 0 (Korea) / Validity : None Ex ia G Zone 0 (North America) / Validity : None Ex ia G Zone 0 (United Kingdom) / Validity : None Ex nA G Zone 2 (Europa) / Validity : None Ex nA G Zone 2 (International) / Validity : None Ex nA G Zone 2 (United Kingdom) / Validity : None Ex ia G Zone 0 (Europa) / Validity : None Ex ia G Zone 0 (International) / Validity : None Ex ia G Zone 0 (Korea) / Validity : None Ex ia G Zone 0 (North America) / Validity : None Ex ia G Zone 0 (United Kingdom) / Validity : None Ex nA G Zone 2 (Europa) / Validity : None Ex nA G Zone 2 (International) / Validity : None Ex nA G Zone 2 (United Kingdom) / Validity : None Ex ia G Zone 0 (Europa) / Validity : None Ex ia G Zone 0 (International) / Validity : None Ex ia G Zone 0 (Korea) / Validity : None Ex ia G Zone 0 (North America) / Validity : None Ex ia G Zone 0 (United Kingdom) / Validity : None Ex nA G Zone 2 (Europa) / Validity : None Ex nA G Zone 2 (International) / Validity : None Ex nA G Zone 2 (United Kingdom) / Validity : None Ex ia G Zone 0 (Europa) / Validity : None Ex ia G Zone 0 (International) / Validity : None Ex ia G Zone 0 (Korea) / Validity : None Ex ia G Zone 0 (North America) / Validity : None Ex ia G Zone 0 (United Kingdom) / Validity : None Ex nA G Zone 2 (Europa) / Validity : None Ex nA G Zone 2 (International) / Validity : None Ex nA G Zone 2 (United Kingdom) / Validity : None Ex ia G Zone 0 (Europa) / Validity : None Ex ia G Zone 0 (International) / Validity : None Ex ia G Zone 0 (Korea) / Validity : None Ex ia G Zone 0 (North America) / Validity : None Ex ia G Zone 0 (United Kingdom) / Validity : None Ex nA G Zone 2 (Europa) / Validity : None Ex nA G Zone 2 (International) / Validity : None Ex nA G Zone 2 (United Kingdom) / Validity : None Ex ia G Zone 0 (Europa) / Validity : None Ex ia G Zone 0 (International) / Validity : None Ex ia G Zone 0 (Korea) / Validity : None Ex ia G Zone 0 (North America) / Validity : None Ex ia G Zone 0 (United Kingdom) / Validity : None Ex nA G Zone 2 (Europa) / Validity : None Ex nA G Zone 2 (International) / Validity : None Ex nA G Zone 2 (United Kingdom) / Validity : None Ex ia G Zone 0 (Europa) / Validity : None Ex ia G Zone 0 (International) / Validity : None Ex ia G Zone 0 (Korea) / Validity : None Ex ia G Zone 0 (North America) / Validity : None Ex ia G Zone 0 (United Kingdom) / Validity : None Ex nA G Zone 2 (Europa) / Validity : None Ex nA G Zone 2 (International) / Validity : None Ex nA G Zone 2 (United Kingdom) / Validity : None Ex ia G Zone 0 (Europa) / Validity : None Ex ia G Zone 0 (International) / Validity : None Ex ia G Zone 0 (Korea) / Validity : None Ex ia G Zone 0 (North America) / Validity : None Ex ia G Zone 0 (United Kingdom) / Validity : None Ex nA G Zone 2 (Europa) / Validity : None Ex nA G Zone 2 (International) / Validity : None Ex nA G Zone 2 (United Kingdom) / Validity : None Ex ia G Zone 0 (Europa) / Validity : None Ex ia G Zone 0 (International) / Validity : None Ex ia G Zone 0 (Korea) / Validity : None Ex ia G Zone 0 (North America) / Validity : None Ex ia G Zone 0 (United Kingdom) / Validity : None Ex nA G Zone 2 (Europa) / Validity : None Ex nA G Zone 2 (International) / Validity : None Ex nA G Zone 2 (United Kingdom) / Validity : None Ex ia G Zone 0 (Europa) / Validity : None Ex ia G Zone 0 (International) / Validity : None Ex ia G Zone 0 (Korea) / Validity : None Ex ia G Zone 0 (North America) / Validity : None Ex ia G Zone 0 (United Kingdom) / Validity : None Ex nA G Zone 2 (Europa) / Validity : None Ex nA G Zone 2 (International) / Validity : None Ex nA G Zone 2 (United Kingdom) / Validity : None Ex ia G Zone 0 (Europa) / Validity : None Ex ia G Zone 0 (International) / Validity : None Ex ia G Zone 0 (Korea) / Validity : None Ex ia G Zone 0 (North America) / Validity : None Ex ia G Zone 0 (United Kingdom) / Validity : None Ex nA G Zone 2 (Europa) / Validity : None Ex nA G Zone 2 (International) / Validity : None Ex nA G Zone 2 (United Kingdom) / Validity : None Ex ia G Zone 0 (Europa) / Validity : None Ex ia G Zone 0 (International) / Validity : None Ex ia G Zone 0 (Korea) / Validity : None Ex ia G Zone 0 (North America) / Validity : None Ex ia G Zone 0 (United Kingdom) / Validity : None Ex nA G Zone 2 (Europa) / Validity : None Ex nA G Zone 2 (International) / Validity : None Ex nA G Zone 2 (United Kingdom) / Validity : None Ex ia G Zone 0 (Europa) / Validity : None Ex ia G Zone 0 (International) / Validity : None Ex ia G Zone 0 (Korea) / Validity : None Ex ia G Zone 0 (North America) / Validity : None Ex ia G Zone 0 (United Kingdom) / Validity : None Ex nA G Zone 2 (Europa) / Validity : None Ex nA G Zone 2 (International) / Validity : None Ex nA G Zone 2 (United Kingdom) / Validity : None Ex ia G Zone 0 (Europa) / Validity : None Ex ia G Zone 0 (International) / Validity : None Ex ia G Zone 0 (Korea) / Validity : None Ex ia G Zone 0 (North America) / Validity : None Ex ia G Zone 0 (United Kingdom) / Validity : None Ex nA G Zone 2 (Europa) / Validity : None Ex nA G Zone 2 (International) / Validity : None Ex nA G Zone 2 (United Kingdom) / Validity : None Ex ia G Zone 0 (Europa) / Validity : None Ex ia G Zone 0 (International) / Validity : None Ex ia G Zone 0 (Korea) / Validity : None Ex ia G Zone 0 (North America) / Validity : None Ex ia G Zone 0 (United Kingdom) / Validity : None Ex nA G Zone 2 (Europa) / Validity : None Ex nA G Zone 2 (International) / Validity : None Ex nA G Zone 2 (United Kingdom) / Validity : None Ex ia G Zone 0 (Europa) / Validity : None Ex ia G Zone 0 (International) / Validity : None Ex ia G Zone 0 (Korea) / Validity : None Ex ia G Zone 0 (North America) / Validity : None Ex ia G Zone 0 (United Kingdom) / Validity : None Ex nA G Zone 2 (Europa) / Validity : None Ex nA G Zone 2 (International) / Validity : None Ex nA G Zone 2 (United Kingdom) / Validity : None Ex ia G Zone 0 (Europa) / Validity : None Ex ia G Zone 0 (International) / Validity : None Ex ia G Zone 0 (Korea) / Validity : None Ex ia G Zone 0 (North America) / Validity : None Ex ia G Zone 0 (United Kingdom) / Validity : None Ex nA G Zone 2 (Europa) / Validity : None Ex nA G Zone 2 (International) / Validity : None Ex nA G Zone 2 (United Kingdom) / Validity : None Ex ia G Zone 0 (Europa) / Validity : None Ex ia G Zone 0 (International) / Validity : None Ex ia G Zone 0 (Korea) / Validity : None Ex ia G Zone 0 (North America) / Validity : None Ex ia G Zone 0 (United Kingdom) / Validity : None Ex nA G Zone 2 (Europa) / Validity : None Ex nA G Zone 2 (International) / Validity : None Ex nA G Zone 2 (United Kingdom) / Validity : None Ex ia G Zone 0 (Europa) / Validity : None Ex ia G Zone 0 (International) / Validity : None Ex ia G Zone 0 (Korea) / Validity : None Ex ia G Zone 0 (North America) / Validity : None Ex ia G Zone 0 (United Kingdom) / Validity : None Ex nA G Zone 2 (Europa) / Validity : None Ex nA G Zone 2 (International) / Validity : None Ex nA G Zone 2 (United Kingdom) / Validity : None Ex ia G Zone 0 (Europa) / Validity : None Ex ia G Zone 0 (International) / Validity : None Ex ia G Zone 0 (Korea) / Validity : None Ex ia G Zone 0 (North America) / Validity : None Ex ia G Zone 0 (United Kingdom) / Validity : None Ex nA G Zone 2 (Europa) / Validity : None Ex nA G Zone 2 (International) / Validity : None Ex nA G Zone 2 (United Kingdom) / Validity : None Ex ia G Zone 0 (Europa) / Validity : None Ex ia G Zone 0 (International) / Validity : None Ex ia G Zone 0 (Korea) / Validity : None Ex ia G Zone 0 (North America) / Validity : None Ex ia G Zone 0 (United Kingdom) / Validity : None Ex nA G Zone 2 (Europa) / Validity : None Ex nA G Zone 2 (International) / Validity : None Ex nA G Zone 2 (United Kingdom) / Validity : None Ex ia G Zone 0 (Europa) / Validity : None Ex ia G Zone 0 (International) / Validity : None Ex ia G Zone 0 (Korea) / Validity : None Ex ia G Zone 0 (North America) / Validity : None Ex ia G Zone 0 (United Kingdom) / Validity : None Ex nA G Zone 2 (Europa) / Validity : None Ex nA G Zone 2 (International) / Validity : None Ex nA G Zone 2 (United Kingdom) / Validity : None Ex ia G Zone 0 (Europa) / Validity : None Ex ia G Zone 0 (International) / Validity : None Ex ia G Zone 0 (North America) / Validity : None Ex ia G Zone 0 (United Kingdom) / Validity : None Ex nA G Zone 2 (Europa) / Validity : None Ex nA G Zone 2 (International) / Validity : None Ex nA G Zone 2 (United Kingdom) / Validity : None Ex ia G Zone 0 (Europa) / Validity : None Ex ia G Zone 0 (International) / Validity : None Ex ia G Zone 0 (North America) / Validity : None Ex ia G Zone 0 (United Kingdom) / Validity : None Ex nA G Zone 2 (Europa) / Validity : None Ex nA G Zone 2 (International) / Validity : None Ex nA G Zone 2 (United Kingdom) / Validity : None Ex ia G Zone 0 (Europa) / Validity : None Ex ia G Zone 0 (International) / Validity : None Ex ia G Zone 0 (North America) / Validity : None Ex ia G Zone 0 (United Kingdom) / Validity : None Ex nA G Zone 2 (Europa) / Validity : None Ex nA G Zone 2 (International) / Validity : None Ex nA G Zone 2 (United Kingdom) / Validity : None Ex ia G Zone 0 (Europa) / Validity : None Ex ia G Zone 0 (International) / Validity : None Ex ia G Zone 0 (North America) / Validity : None Ex ia G Zone 0 (United Kingdom) / Validity : None Ex nA G Zone 2 (Europa) / Validity : None Ex nA G Zone 2 (International) / Validity : None Ex nA G Zone 2 (United Kingdom) / Validity : None Ex ia G Zone 0 (Europa) / Validity : None Ex ia G Zone 0 (International) / Validity : None Ex ia G Zone 0 (Korea) / Validity : None Ex ia G Zone 0 (North America) / Validity : None Ex ia G Zone 0 (United Kingdom) / Validity : None Ex nA G Zone 2 (Europa) / Validity : None Ex nA G Zone 2 (International) / Validity : None Ex nA G Zone 2 (United Kingdom) / Validity : None Ex ia G Zone 0 (Europa) / Validity : None Ex ia G Zone 0 (International) / Validity : None Ex ia G Zone 0 (Korea) / Validity : None Ex ia G Zone 0 (North America) / Validity : None Ex ia G Zone 0 (United Kingdom) / Validity : None Ex nA G Zone 2 (Europa) / Validity : None Ex nA G Zone 2 (International) / Validity : None Ex nA G Zone 2 (United Kingdom) / Validity : None Ex ia G Zone 0 (Europa) / Validity : None Ex ia G Zone 0 (International) / Validity : None Ex ia G Zone 0 (Korea) / Validity : None Ex ia G Zone 0 (North America) / Validity : None Ex ia G Zone 0 (United Kingdom) / Validity : None Ex nA G Zone 2 (Europa) / Validity : None Ex nA G Zone 2 (International) / Validity : None Ex nA G Zone 2 (United Kingdom) / Validity : None Ex ia G Zone 0 (Europa) / Validity : None Ex ia G Zone 0 (International) / Validity : None Ex ia G Zone 0 (Korea) / Validity : None Ex ia G Zone 0 (North America) / Validity : None Ex ia G Zone 0 (United Kingdom) / Validity : None Ex nA G Zone 2 (Europa) / Validity : None Ex nA G Zone 2 (International) / Validity : None Ex nA G Zone 2 (United Kingdom) / Validity : None Ex ia G Zone 0 (Europa) / Validity : None Ex ia G Zone 0 (International) / Validity : None Ex ia G Zone 0 (Korea) / Validity : None Ex ia G Zone 0 (North America) / Validity : None Ex ia G Zone 0 (United Kingdom) / Validity : None Ex nA G Zone 2 (Europa) / Validity : None Ex nA G Zone 2 (International) / Validity : None Ex nA G Zone 2 (United Kingdom) / Validity : None Ex ia G Zone 0 (Europa) / Validity : None Ex ia G Zone 0 (International) / Validity : None Ex ia G Zone 0 (Korea) / Validity : None Ex ia G Zone 0 (North America) / Validity : None Ex ia G Zone 0 (United Kingdom) / Validity : None Ex ib G Zone 1 (Japan) / Validity : 22.08.2025 Ex nA G Zone 2 (Europa) / Validity : None Ex nA G Zone 2 (International) / Validity : None Ex nA G Zone 2 (United Kingdom) / Validity : None Ex ia G Zone 0 (Europa) / Validity : None Ex ia G Zone 0 (International) / Validity : None Ex ia G Zone 0 (Korea) / Validity : None Ex ia G Zone 0 (North America) / Validity : None Ex ia G Zone 0 (United Kingdom) / Validity : None Ex nA G Zone 2 (Europa) / Validity : None Ex nA G Zone 2 (International) / Validity : None Ex nA G Zone 2 (United Kingdom) / Validity : None Ex ia G Zone 0 (Europa) / Validity : None Ex ia G Zone 0 (International) / Validity : None Ex ia G Zone 0 (Korea) / Validity : None Ex ia G Zone 0 (North America) / Validity : None Ex ia G Zone 0 (United Kingdom) / Validity : None Ex nA G Zone 2 (Europa) / Validity : None Ex nA G Zone 2 (International) / Validity : None Ex nA G Zone 2 (United Kingdom) / Validity : None Ex ia G Zone 0 (Europa) / Validity : None Ex ia G Zone 0 (International) / Validity : None Ex ia G Zone 0 (Korea) / Validity : None Ex ia G Zone 0 (North America) / Validity : None Ex ia G Zone 0 (United Kingdom) / Validity : None Ex ib G Zone 1 (Japan) / Validity : 24.05.2024 Ex nA G Zone 2 (Europa) / Validity : None Ex nA G Zone 2 (International) / Validity : None Ex nA G Zone 2 (United Kingdom) / Validity : None Ex ia G Zone 0 (Europa) / Validity : None Ex ia G Zone 0 (International) / Validity : None Ex ia G Zone 0 (Korea) / Validity : None Ex ia G Zone 0 (North America) / Validity : None Ex ia G Zone 0 (United Kingdom) / Validity : None Ex nA G Zone 2 (Europa) / Validity : None Ex nA G Zone 2 (International) / Validity : None Ex nA G Zone 2 (United Kingdom) / Validity : None Ex ia G Zone 0 (Europa) / Validity : None Ex ia G Zone 0 (International) / Validity : None Ex ia G Zone 0 (Korea) / Validity : None Ex ia G Zone 0 (North America) / Validity : None Ex ia G Zone 0 (United Kingdom) / Validity : None Ex nA G Zone 2 (Europa) / Validity : None Ex nA G Zone 2 (International) / Validity : None Ex nA G Zone 2 (United Kingdom) / Validity : None Ex ia G Zone 0 (Europa) / Validity : None Ex ia G Zone 0 (International) / Validity : None Ex ia G Zone 0 (Korea) / Validity : None Ex ia G Zone 0 (North America) / Validity : None Ex ia G Zone 0 (United Kingdom) / Validity : None Ex nA G Zone 2 (Europa) / Validity : None Ex nA G Zone 2 (International) / Validity : None Ex nA G Zone 2 (United Kingdom) / Validity : None Ex ia G Zone 0 (Europa) / Validity : None Ex ia G Zone 0 (International) / Validity : None Ex ia G Zone 0 (Korea) / Validity : None Ex ia G Zone 0 (North America) / Validity : None Ex ia G Zone 0 (United Kingdom) / Validity : None Ex nA G Zone 2 (Europa) / Validity : None Ex nA G Zone 2 (International) / Validity : None Ex nA G Zone 2 (United Kingdom) / Validity : None Ex ia G Zone 0 (Europa) / Validity : None Ex ia G Zone 0 (International) / Validity : None Ex ia G Zone 0 (Korea) / Validity : None Ex ia G Zone 0 (North America) / Validity : None Ex ia G Zone 0 (United Kingdom) / Validity : None Ex nA G Zone 2 (Europa) / Validity : None Ex nA G Zone 2 (International) / Validity : None Ex nA G Zone 2 (United Kingdom) / Validity : None Ex ia G Zone 0 (Europa) / Validity : None Ex ia G Zone 0 (International) / Validity : None Ex ia G Zone 0 (Korea) / Validity : None Ex ia G Zone 0 (North America) / Validity : None Ex ia G Zone 0 (United Kingdom) / Validity : None Ex nA G Zone 2 (Europa) / Validity : None Ex nA G Zone 2 (International) / Validity : None Ex nA G Zone 2 (United Kingdom) / Validity : None Ex ia G Zone 0 (Europa) / Validity : None Ex ia G Zone 0 (International) / Validity : None Ex ia G Zone 0 (Korea) / Validity : None Ex ia G Zone 0 (North America) / Validity : None Ex ia G Zone 0 (United Kingdom) / Validity : None Ex nA G Zone 2 (Europa) / Validity : None Ex nA G Zone 2 (International) / Validity : None Ex nA G Zone 2 (United Kingdom) / Validity : None Ex ia G Zone 0 (Europa) / Validity : None Ex ia G Zone 0 (International) / Validity : None Ex ia G Zone 0 (Korea) / Validity : None Ex ia G Zone 0 (North America) / Validity : None Ex ia G Zone 0 (United Kingdom) / Validity : None Ex nA G Zone 2 (Europa) / Validity : None Ex nA G Zone 2 (International) / Validity : None Ex nA G Zone 2 (United Kingdom) / Validity : None Ex ia G Zone 0 (Europa) / Validity : None Ex ia G Zone 0 (International) / Validity : None Ex ia G Zone 0 (Korea) / Validity : None Ex ia G Zone 0 (North America) / Validity : None Ex ia G Zone 0 (United Kingdom) / Validity : None Ex nA G Zone 2 (Europa) / Validity : None Ex nA G Zone 2 (International) / Validity : None Ex nA G Zone 2 (United Kingdom) / Validity : None Ex ia G Zone 0 (Europa) / Validity : None Ex ia G Zone 0 (International) / Validity : None Ex ia G Zone 0 (Korea) / Validity : None Ex ia G Zone 0 (North America) / Validity : None Ex ia G Zone 0 (United Kingdom) / Validity : None Ex nA G Zone 2 (Europa) / Validity : None Ex nA G Zone 2 (International) / Validity : None Ex nA G Zone 2 (United Kingdom) / Validity : None Ex ia G Zone 0 (Europa) / Validity : None Ex ia G Zone 0 (International) / Validity : None Ex ia G Zone 0 (Korea) / Validity : None Ex ia G Zone 0 (North America) / Validity : None Ex ia G Zone 0 (United Kingdom) / Validity : None Ex nA G Zone 2 (Europa) / Validity : None Ex nA G Zone 2 (International) / Validity : None Ex nA G Zone 2 (United Kingdom) / Validity : None Ex ia G Zone 0 (Europa) / Validity : None Ex ia G Zone 0 (International) / Validity : None Ex ia G Zone 0 (Korea) / Validity : None Ex ia G Zone 0 (North America) / Validity : None Ex ia G Zone 0 (United Kingdom) / Validity : None Ex nA G Zone 2 (Europa) / Validity : None Ex nA G Zone 2 (International) / Validity : None Ex nA G Zone 2 (United Kingdom) / Validity : None Ex ia G Zone 0 (Europa) / Validity : None Ex ia G Zone 0 (International) / Validity : None Ex ia G Zone 0 (Korea) / Validity : None Ex ia G Zone 0 (North America) / Validity : None Ex ia G Zone 0 (United Kingdom) / Validity : None Ex nA G Zone 2 (Europa) / Validity : None Ex nA G Zone 2 (International) / Validity : None Ex nA G Zone 2 (United Kingdom) / Validity : None Ex ia G Zone 0 (Europa) / Validity : None Ex ia G Zone 0 (International) / Validity : None Ex ia G Zone 0 (Korea) / Validity : None Ex ia G Zone 0 (North America) / Validity : None Ex ia G Zone 0 (United Kingdom) / Validity : None Ex nA G Zone 2 (Europa) / Validity : None Ex nA G Zone 2 (International) / Validity : None Ex nA G Zone 2 (United Kingdom) / Validity : None Ex ia G Zone 0 (Europa) / Validity : None Ex ia G Zone 0 (International) / Validity : None Ex ia G Zone 0 (Korea) / Validity : None Ex ia G Zone 0 (North America) / Validity : None Ex ia G Zone 0 (United Kingdom) / Validity : None Ex nA G Zone 2 (Europa) / Validity : None Ex nA G Zone 2 (International) / Validity : None Ex nA G Zone 2 (United Kingdom) / Validity : None Ex ia G Zone 0 (Europa) / Validity : None Ex ia G Zone 0 (International) / Validity : None Ex ia G Zone 0 (Korea) / Validity : None Ex ia G Zone 0 (North America) / Validity : None Ex ia G Zone 0 (United Kingdom) / Validity : None Ex nA G Zone 2 (Europa) / Validity : None Ex nA G Zone 2 (International) / Validity : None Ex nA G Zone 2 (United Kingdom) / Validity : None Ex ia G Zone 0 (Europa) / Validity : None Ex ia G Zone 0 (International) / Validity : None Ex ia G Zone 0 (Korea) / Validity : None Ex ia G Zone 0 (North America) / Validity : None Ex ia G Zone 0 (United Kingdom) / Validity : None Ex nA G Zone 2 (Europa) / Validity : None Ex nA G Zone 2 (International) / Validity : None Ex nA G Zone 2 (United Kingdom) / Validity : None Ex ia G Zone 0 (Europa) / Validity : None Ex ia G Zone 0 (International) / Validity : None Ex ia G Zone 0 (Korea) / Validity : None Ex ia G Zone 0 (North America) / Validity : None Ex ia G Zone 0 (United Kingdom) / Validity : None Ex nA G Zone 2 (Europa) / Validity : None Ex nA G Zone 2 (International) / Validity : None Ex nA G Zone 2 (United Kingdom) / Validity : None Ex ia G Zone 0 (Europa) / Validity : None Ex ia G Zone 0 (International) / Validity : None Ex ia G Zone 0 (North America) / Validity : None Ex ia G Zone 0 (United Kingdom) / Validity : None Ex nA G Zone 2 (Europa) / Validity : None Ex nA G Zone 2 (International) / Validity : None Ex nA G Zone 2 (United Kingdom) / Validity : None Ex ia G Zone 0 (Europa) / Validity : None Ex ia G Zone 0 (International) / Validity : None Ex ia G Zone 0 (North America) / Validity : None Ex ia G Zone 0 (United Kingdom) / Validity : None Ex nA G Zone 2 (Europa) / Validity : None Ex nA G Zone 2 (International) / Validity : None Ex nA G Zone 2 (United Kingdom) / Validity : None Ex ia G Zone 0 (Europa) / Validity : None Ex ia G Zone 0 (International) / Validity : None Ex ia G Zone 0 (North America) / Validity : None Ex ia G Zone 0 (United Kingdom) / Validity : None Ex nA G Zone 2 (Europa) / Validity : None Ex nA G Zone 2 (International) / Validity : None Ex nA G Zone 2 (United Kingdom) / Validity : None Ex ia G Zone 0 (Europa) / Validity : None Ex ia G Zone 0 (International) / Validity : None Ex ia G Zone 0 (Korea) / Validity : None Ex ia G Zone 0 (North America) / Validity : None Ex ia G Zone 0 (United Kingdom) / Validity : None Ex nA G Zone 2 (Europa) / Validity : None Ex nA G Zone 2 (International) / Validity : None Ex nA G Zone 2 (United Kingdom) / Validity : None Ex ia G Zone 0 (Europa) / Validity : None Ex ia G Zone 0 (International) / Validity : None Ex ia G Zone 0 (North America) / Validity : None Ex ia G Zone 0 (Russia, Belarus, Kyrgyzstan, Armenia, Kazakhstan) / Validity : 18.02.2026 Ex nA G Zone 2 (Europa) / Validity : None Ex nA G Zone 2 (International) / Validity : None Ex nA G Zone 2 (North America) / Validity : None Ex nA G Zone 2 (Russia, Belarus, Kyrgyzstan, Armenia, Kazakhstan) / Validity : 18.02.2026 | No | No | .
143-545-000-21x | 143-545-000-211 | DocManager | CP545-211 Piezoelectric Dynamic Pressure Sensor | CP545-211 | GaPO4 pressure sensor, matching IPC 704_511, -70°C to 560°C, 90 pC/bar, nominal pressure 0 to 50 bar, maximal pressure 100 bar, 4.1 m integral MI cable with braised adaptor at 0.790 m of transducer, Lemo type 0 connector, Ex approved | . | 90pC/bar | -70 | 560 | 2 | 10000 | LEMO type 0 | CPxxx, IPC707, GSI127, EC153, MA Seal, ABAxxx, JB105, JB116 | . |  |  |  | . | Switzerland |  |  |  | . | Dynamic Pressure Sensors | Dynamic pressure sensors (CP) | . | Ex ia G Zone 0 (Europa) / Validity : None Ex ia G Zone 0 (International) / Validity : None Ex ia G Zone 0 (Korea) / Validity : None Ex ia G Zone 0 (North America) / Validity : None Ex ia G Zone 0 (United Kingdom) / Validity : None Ex nA G Zone 2 (Europa) / Validity : None Ex nA G Zone 2 (International) / Validity : None Ex nA G Zone 2 (United Kingdom) / Validity : None Ex ia G Zone 0 (Europa) / Validity : None Ex ia G Zone 0 (International) / Validity : None Ex ia G Zone 0 (Korea) / Validity : None Ex ia G Zone 0 (North America) / Validity : None Ex ia G Zone 0 (United Kingdom) / Validity : None Ex nA G Zone 2 (Europa) / Validity : None Ex nA G Zone 2 (International) / Validity : None Ex nA G Zone 2 (United Kingdom) / Validity : None Ex ia G Zone 0 (Europa) / Validity : None Ex ia G Zone 0 (International) / Validity : None Ex ia G Zone 0 (Korea) / Validity : None Ex ia G Zone 0 (North America) / Validity : None Ex ia G Zone 0 (United Kingdom) / Validity : None Ex nA G Zone 2 (Europa) / Validity : None Ex nA G Zone 2 (International) / Validity : None Ex nA G Zone 2 (United Kingdom) / Validity : None Ex ia G Zone 0 (Europa) / Validity : None Ex ia G Zone 0 (International) / Validity : None Ex ia G Zone 0 (Korea) / Validity : None Ex ia G Zone 0 (North America) / Validity : None Ex ia G Zone 0 (United Kingdom) / Validity : None Ex nA G Zone 2 (Europa) / Validity : None Ex nA G Zone 2 (International) / Validity : None Ex nA G Zone 2 (United Kingdom) / Validity : None Ex ia G Zone 0 (Europa) / Validity : None Ex ia G Zone 0 (International) / Validity : None Ex ia G Zone 0 (Korea) / Validity : None Ex ia G Zone 0 (North America) / Validity : None Ex ia G Zone 0 (United Kingdom) / Validity : None Ex nA G Zone 2 (Europa) / Validity : None Ex nA G Zone 2 (International) / Validity : None Ex nA G Zone 2 (United Kingdom) / Validity : None Ex ia G Zone 0 (Europa) / Validity : None Ex ia G Zone 0 (International) / Validity : None Ex ia G Zone 0 (Korea) / Validity : None Ex ia G Zone 0 (North America) / Validity : None Ex ia G Zone 0 (United Kingdom) / Validity : None Ex nA G Zone 2 (Europa) / Validity : None Ex nA G Zone 2 (International) / Validity : None Ex nA G Zone 2 (United Kingdom) / Validity : None Ex ia G Zone 0 (Europa) / Validity : None Ex ia G Zone 0 (International) / Validity : None Ex ia G Zone 0 (Korea) / Validity : None Ex ia G Zone 0 (North America) / Validity : None Ex ia G Zone 0 (United Kingdom) / Validity : None Ex nA G Zone 2 (Europa) / Validity : None Ex nA G Zone 2 (International) / Validity : None Ex nA G Zone 2 (United Kingdom) / Validity : None Ex ia G Zone 0 (Europa) / Validity : None Ex ia G Zone 0 (International) / Validity : None Ex ia G Zone 0 (Korea) / Validity : None Ex ia G Zone 0 (North America) / Validity : None Ex ia G Zone 0 (United Kingdom) / Validity : None Ex nA G Zone 2 (Europa) / Validity : None Ex nA G Zone 2 (International) / Validity : None Ex nA G Zone 2 (United Kingdom) / Validity : None Ex ia G Zone 0 (Europa) / Validity : None Ex ia G Zone 0 (International) / Validity : None Ex ia G Zone 0 (Korea) / Validity : None Ex ia G Zone 0 (North America) / Validity : None Ex ia G Zone 0 (United Kingdom) / Validity : None Ex nA G Zone 2 (Europa) / Validity : None Ex nA G Zone 2 (International) / Validity : None Ex nA G Zone 2 (United Kingdom) / Validity : None Ex ia G Zone 0 (Europa) / Validity : None Ex ia G Zone 0 (International) / Validity : None Ex ia G Zone 0 (Korea) / Validity : None Ex ia G Zone 0 (North America) / Validity : None Ex ia G Zone 0 (United Kingdom) / Validity : None Ex nA G Zone 2 (Europa) / Validity : None Ex nA G Zone 2 (International) / Validity : None Ex nA G Zone 2 (United Kingdom) / Validity : None Ex ia G Zone 0 (Europa) / Validity : None Ex ia G Zone 0 (International) / Validity : None Ex ia G Zone 0 (Korea) / Validity : None Ex ia G Zone 0 (North America) / Validity : None Ex ia G Zone 0 (United Kingdom) / Validity : None Ex nA G Zone 2 (Europa) / Validity : None Ex nA G Zone 2 (International) / Validity : None Ex nA G Zone 2 (United Kingdom) / Validity : None Ex ia G Zone 0 (Europa) / Validity : None Ex ia G Zone 0 (International) / Validity : None Ex ia G Zone 0 (Korea) / Validity : None Ex ia G Zone 0 (North America) / Validity : None Ex ia G Zone 0 (United Kingdom) / Validity : None Ex nA G Zone 2 (Europa) / Validity : None Ex nA G Zone 2 (International) / Validity : None Ex nA G Zone 2 (United Kingdom) / Validity : None Ex ia G Zone 0 (Europa) / Validity : None Ex ia G Zone 0 (International) / Validity : None Ex ia G Zone 0 (Korea) / Validity : None Ex ia G Zone 0 (North America) / Validity : None Ex ia G Zone 0 (United Kingdom) / Validity : None Ex nA G Zone 2 (Europa) / Validity : None Ex nA G Zone 2 (International) / Validity : None Ex nA G Zone 2 (United Kingdom) / Validity : None Ex ia G Zone 0 (Europa) / Validity : None Ex ia G Zone 0 (International) / Validity : None Ex ia G Zone 0 (Korea) / Validity : None Ex ia G Zone 0 (North America) / Validity : None Ex ia G Zone 0 (United Kingdom) / Validity : None Ex nA G Zone 2 (Europa) / Validity : None Ex nA G Zone 2 (International) / Validity : None Ex nA G Zone 2 (United Kingdom) / Validity : None Ex ia G Zone 0 (Europa) / Validity : None Ex ia G Zone 0 (International) / Validity : None Ex ia G Zone 0 (Korea) / Validity : None Ex ia G Zone 0 (North America) / Validity : None Ex ia G Zone 0 (United Kingdom) / Validity : None Ex nA G Zone 2 (Europa) / Validity : None Ex nA G Zone 2 (International) / Validity : None Ex nA G Zone 2 (United Kingdom) / Validity : None Ex ia G Zone 0 (Europa) / Validity : None Ex ia G Zone 0 (International) / Validity : None Ex ia G Zone 0 (Korea) / Validity : None Ex ia G Zone 0 (North America) / Validity : None Ex ia G Zone 0 (United Kingdom) / Validity : None Ex nA G Zone 2 (Europa) / Validity : None Ex nA G Zone 2 (International) / Validity : None Ex nA G Zone 2 (United Kingdom) / Validity : None Ex ia G Zone 0 (Europa) / Validity : None Ex ia G Zone 0 (International) / Validity : None Ex ia G Zone 0 (Korea) / Validity : None Ex ia G Zone 0 (North America) / Validity : None Ex ia G Zone 0 (United Kingdom) / Validity : None Ex nA G Zone 2 (Europa) / Validity : None Ex nA G Zone 2 (International) / Validity : None Ex nA G Zone 2 (United Kingdom) / Validity : None Ex ia G Zone 0 (Europa) / Validity : None Ex ia G Zone 0 (International) / Validity : None Ex ia G Zone 0 (Korea) / Validity : None Ex ia G Zone 0 (North America) / Validity : None Ex ia G Zone 0 (United Kingdom) / Validity : None Ex nA G Zone 2 (Europa) / Validity : None Ex nA G Zone 2 (International) / Validity : None Ex nA G Zone 2 (United Kingdom) / Validity : None Ex ia G Zone 0 (Europa) / Validity : None Ex ia G Zone 0 (International) / Validity : None Ex ia G Zone 0 (Korea) / Validity : None Ex ia G Zone 0 (North America) / Validity : None Ex ia G Zone 0 (United Kingdom) / Validity : None Ex nA G Zone 2 (Europa) / Validity : None Ex nA G Zone 2 (International) / Validity : None Ex nA G Zone 2 (United Kingdom) / Validity : None Ex ia G Zone 0 (Europa) / Validity : None Ex ia G Zone 0 (International) / Validity : None Ex ia G Zone 0 (Korea) / Validity : None Ex ia G Zone 0 (North America) / Validity : None Ex ia G Zone 0 (United Kingdom) / Validity : None Ex nA G Zone 2 (Europa) / Validity : None Ex nA G Zone 2 (International) / Validity : None Ex nA G Zone 2 (United Kingdom) / Validity : None Ex ia G Zone 0 (Europa) / Validity : None Ex ia G Zone 0 (International) / Validity : None Ex ia G Zone 0 (Korea) / Validity : None Ex ia G Zone 0 (North America) / Validity : None Ex ia G Zone 0 (United Kingdom) / Validity : None Ex nA G Zone 2 (Europa) / Validity : None Ex nA G Zone 2 (International) / Validity : None Ex nA G Zone 2 (United Kingdom) / Validity : None Ex ia G Zone 0 (Europa) / Validity : None Ex ia G Zone 0 (International) / Validity : None Ex ia G Zone 0 (Korea) / Validity : None Ex ia G Zone 0 (North America) / Validity : None Ex ia G Zone 0 (United Kingdom) / Validity : None Ex nA G Zone 2 (Europa) / Validity : None Ex nA G Zone 2 (International) / Validity : None Ex nA G Zone 2 (United Kingdom) / Validity : None Ex ia G Zone 0 (Europa) / Validity : None Ex ia G Zone 0 (International) / Validity : None Ex ia G Zone 0 (Korea) / Validity : None Ex ia G Zone 0 (North America) / Validity : None Ex ia G Zone 0 (United Kingdom) / Validity : None Ex nA G Zone 2 (Europa) / Validity : None Ex nA G Zone 2 (International) / Validity : None Ex nA G Zone 2 (United Kingdom) / Validity : None Ex ia G Zone 0 (Europa) / Validity : None Ex ia G Zone 0 (International) / Validity : None Ex ia G Zone 0 (Korea) / Validity : None Ex ia G Zone 0 (North America) / Validity : None Ex ia G Zone 0 (United Kingdom) / Validity : None Ex nA G Zone 2 (Europa) / Validity : None Ex nA G Zone 2 (International) / Validity : None Ex nA G Zone 2 (United Kingdom) / Validity : None Ex ia G Zone 0 (Europa) / Validity : None Ex ia G Zone 0 (International) / Validity : None Ex ia G Zone 0 (Korea) / Validity : None Ex ia G Zone 0 (North America) / Validity : None Ex ia G Zone 0 (United Kingdom) / Validity : None Ex nA G Zone 2 (Europa) / Validity : None Ex nA G Zone 2 (International) / Validity : None Ex nA G Zone 2 (United Kingdom) / Validity : None Ex ia G Zone 0 (Europa) / Validity : None Ex ia G Zone 0 (International) / Validity : None Ex ia G Zone 0 (North America) / Validity : None Ex ia G Zone 0 (United Kingdom) / Validity : None Ex nA G Zone 2 (Europa) / Validity : None Ex nA G Zone 2 (International) / Validity : None Ex nA G Zone 2 (United Kingdom) / Validity : None Ex ia G Zone 0 (Europa) / Validity : None Ex ia G Zone 0 (International) / Validity : None Ex ia G Zone 0 (North America) / Validity : None Ex ia G Zone 0 (United Kingdom) / Validity : None Ex nA G Zone 2 (Europa) / Validity : None Ex nA G Zone 2 (International) / Validity : None Ex nA G Zone 2 (United Kingdom) / Validity : None Ex ia G Zone 0 (Europa) / Validity : None Ex ia G Zone 0 (International) / Validity : None Ex ia G Zone 0 (North America) / Validity : None Ex ia G Zone 0 (United Kingdom) / Validity : None Ex nA G Zone 2 (Europa) / Validity : None Ex nA G Zone 2 (International) / Validity : None Ex nA G Zone 2 (United Kingdom) / Validity : None Ex ia G Zone 0 (Europa) / Validity : None Ex ia G Zone 0 (International) / Validity : None Ex ia G Zone 0 (North America) / Validity : None Ex ia G Zone 0 (United Kingdom) / Validity : None Ex nA G Zone 2 (Europa) / Validity : None Ex nA G Zone 2 (International) / Validity : None Ex nA G Zone 2 (United Kingdom) / Validity : None Ex ia G Zone 0 (Europa) / Validity : None Ex ia G Zone 0 (International) / Validity : None Ex ia G Zone 0 (Korea) / Validity : None Ex ia G Zone 0 (North America) / Validity : None Ex ia G Zone 0 (United Kingdom) / Validity : None Ex nA G Zone 2 (Europa) / Validity : None Ex nA G Zone 2 (International) / Validity : None Ex nA G Zone 2 (United Kingdom) / Validity : None Ex ia G Zone 0 (Europa) / Validity : None Ex ia G Zone 0 (International) / Validity : None Ex ia G Zone 0 (Korea) / Validity : None Ex ia G Zone 0 (North America) / Validity : None Ex ia G Zone 0 (United Kingdom) / Validity : None Ex nA G Zone 2 (Europa) / Validity : None Ex nA G Zone 2 (International) / Validity : None Ex nA G Zone 2 (United Kingdom) / Validity : None Ex ia G Zone 0 (Europa) / Validity : None Ex ia G Zone 0 (International) / Validity : None Ex ia G Zone 0 (Korea) / Validity : None Ex ia G Zone 0 (North America) / Validity : None Ex ia G Zone 0 (United Kingdom) / Validity : None Ex nA G Zone 2 (Europa) / Validity : None Ex nA G Zone 2 (International) / Validity : None Ex nA G Zone 2 (United Kingdom) / Validity : None Ex ia G Zone 0 (Europa) / Validity : None Ex ia G Zone 0 (International) / Validity : None Ex ia G Zone 0 (Korea) / Validity : None Ex ia G Zone 0 (North America) / Validity : None Ex ia G Zone 0 (United Kingdom) / Validity : None Ex nA G Zone 2 (Europa) / Validity : None Ex nA G Zone 2 (International) / Validity : None Ex nA G Zone 2 (United Kingdom) / Validity : None Ex ia G Zone 0 (Europa) / Validity : None Ex ia G Zone 0 (International) / Validity : None Ex ia G Zone 0 (Korea) / Validity : None Ex ia G Zone 0 (North America) / Validity : None Ex ia G Zone 0 (United Kingdom) / Validity : None Ex nA G Zone 2 (Europa) / Validity : None Ex nA G Zone 2 (International) / Validity : None Ex nA G Zone 2 (United Kingdom) / Validity : None Ex ia G Zone 0 (Europa) / Validity : None Ex ia G Zone 0 (International) / Validity : None Ex ia G Zone 0 (Korea) / Validity : None Ex ia G Zone 0 (North America) / Validity : None Ex ia G Zone 0 (United Kingdom) / Validity : None Ex ib G Zone 1 (Japan) / Validity : 22.08.2025 Ex nA G Zone 2 (Europa) / Validity : None Ex nA G Zone 2 (International) / Validity : None Ex nA G Zone 2 (United Kingdom) / Validity : None Ex ia G Zone 0 (Europa) / Validity : None Ex ia G Zone 0 (International) / Validity : None Ex ia G Zone 0 (Korea) / Validity : None Ex ia G Zone 0 (North America) / Validity : None Ex ia G Zone 0 (United Kingdom) / Validity : None Ex nA G Zone 2 (Europa) / Validity : None Ex nA G Zone 2 (International) / Validity : None Ex nA G Zone 2 (United Kingdom) / Validity : None Ex ia G Zone 0 (Europa) / Validity : None Ex ia G Zone 0 (International) / Validity : None Ex ia G Zone 0 (Korea) / Validity : None Ex ia G Zone 0 (North America) / Validity : None Ex ia G Zone 0 (United Kingdom) / Validity : None Ex nA G Zone 2 (Europa) / Validity : None Ex nA G Zone 2 (International) / Validity : None Ex nA G Zone 2 (United Kingdom) / Validity : None Ex ia G Zone 0 (Europa) / Validity : None Ex ia G Zone 0 (International) / Validity : None Ex ia G Zone 0 (Korea) / Validity : None Ex ia G Zone 0 (North America) / Validity : None Ex ia G Zone 0 (United Kingdom) / Validity : None Ex ib G Zone 1 (Japan) / Validity : 24.05.2024 Ex nA G Zone 2 (Europa) / Validity : None Ex nA G Zone 2 (International) / Validity : None Ex nA G Zone 2 (United Kingdom) / Validity : None Ex ia G Zone 0 (Europa) / Validity : None Ex ia G Zone 0 (International) / Validity : None Ex ia G Zone 0 (Korea) / Validity : None Ex ia G Zone 0 (North America) / Validity : None Ex ia G Zone 0 (United Kingdom) / Validity : None Ex nA G Zone 2 (Europa) / Validity : None Ex nA G Zone 2 (International) / Validity : None Ex nA G Zone 2 (United Kingdom) / Validity : None Ex ia G Zone 0 (Europa) / Validity : None Ex ia G Zone 0 (International) / Validity : None Ex ia G Zone 0 (Korea) / Validity : None Ex ia G Zone 0 (North America) / Validity : None Ex ia G Zone 0 (United Kingdom) / Validity : None Ex nA G Zone 2 (Europa) / Validity : None Ex nA G Zone 2 (International) / Validity : None Ex nA G Zone 2 (United Kingdom) / Validity : None Ex ia G Zone 0 (Europa) / Validity : None Ex ia G Zone 0 (International) / Validity : None Ex ia G Zone 0 (Korea) / Validity : None Ex ia G Zone 0 (North America) / Validity : None Ex ia G Zone 0 (United Kingdom) / Validity : None Ex nA G Zone 2 (Europa) / Validity : None Ex nA G Zone 2 (International) / Validity : None Ex nA G Zone 2 (United Kingdom) / Validity : None Ex ia G Zone 0 (Europa) / Validity : None Ex ia G Zone 0 (International) / Validity : None Ex ia G Zone 0 (Korea) / Validity : None Ex ia G Zone 0 (North America) / Validity : None Ex ia G Zone 0 (United Kingdom) / Validity : None Ex nA G Zone 2 (Europa) / Validity : None Ex nA G Zone 2 (International) / Validity : None Ex nA G Zone 2 (United Kingdom) / Validity : None Ex ia G Zone 0 (Europa) / Validity : None Ex ia G Zone 0 (International) / Validity : None Ex ia G Zone 0 (Korea) / Validity : None Ex ia G Zone 0 (North America) / Validity : None Ex ia G Zone 0 (United Kingdom) / Validity : None Ex nA G Zone 2 (Europa) / Validity : None Ex nA G Zone 2 (International) / Validity : None Ex nA G Zone 2 (United Kingdom) / Validity : None Ex ia G Zone 0 (Europa) / Validity : None Ex ia G Zone 0 (International) / Validity : None Ex ia G Zone 0 (Korea) / Validity : None Ex ia G Zone 0 (North America) / Validity : None Ex ia G Zone 0 (United Kingdom) / Validity : None Ex nA G Zone 2 (Europa) / Validity : None Ex nA G Zone 2 (International) / Validity : None Ex nA G Zone 2 (United Kingdom) / Validity : None Ex ia G Zone 0 (Europa) / Validity : None Ex ia G Zone 0 (International) / Validity : None Ex ia G Zone 0 (Korea) / Validity : None Ex ia G Zone 0 (North America) / Validity : None Ex ia G Zone 0 (United Kingdom) / Validity : None Ex nA G Zone 2 (Europa) / Validity : None Ex nA G Zone 2 (International) / Validity : None Ex nA G Zone 2 (United Kingdom) / Validity : None Ex ia G Zone 0 (Europa) / Validity : None Ex ia G Zone 0 (International) / Validity : None Ex ia G Zone 0 (Korea) / Validity : None Ex ia G Zone 0 (North America) / Validity : None Ex ia G Zone 0 (United Kingdom) / Validity : None Ex nA G Zone 2 (Europa) / Validity : None Ex nA G Zone 2 (International) / Validity : None Ex nA G Zone 2 (United Kingdom) / Validity : None Ex ia G Zone 0 (Europa) / Validity : None Ex ia G Zone 0 (International) / Validity : None Ex ia G Zone 0 (Korea) / Validity : None Ex ia G Zone 0 (North America) / Validity : None Ex ia G Zone 0 (United Kingdom) / Validity : None Ex nA G Zone 2 (Europa) / Validity : None Ex nA G Zone 2 (International) / Validity : None Ex nA G Zone 2 (United Kingdom) / Validity : None Ex ia G Zone 0 (Europa) / Validity : None Ex ia G Zone 0 (International) / Validity : None Ex ia G Zone 0 (Korea) / Validity : None Ex ia G Zone 0 (North America) / Validity : None Ex ia G Zone 0 (United Kingdom) / Validity : None Ex nA G Zone 2 (Europa) / Validity : None Ex nA G Zone 2 (International) / Validity : None Ex nA G Zone 2 (United Kingdom) / Validity : None Ex ia G Zone 0 (Europa) / Validity : None Ex ia G Zone 0 (International) / Validity : None Ex ia G Zone 0 (Korea) / Validity : None Ex ia G Zone 0 (North America) / Validity : None Ex ia G Zone 0 (United Kingdom) / Validity : None Ex nA G Zone 2 (Europa) / Validity : None Ex nA G Zone 2 (International) / Validity : None Ex nA G Zone 2 (United Kingdom) / Validity : None Ex ia G Zone 0 (Europa) / Validity : None Ex ia G Zone 0 (International) / Validity : None Ex ia G Zone 0 (Korea) / Validity : None Ex ia G Zone 0 (North America) / Validity : None Ex ia G Zone 0 (United Kingdom) / Validity : None Ex nA G Zone 2 (Europa) / Validity : None Ex nA G Zone 2 (International) / Validity : None Ex nA G Zone 2 (United Kingdom) / Validity : None Ex ia G Zone 0 (Europa) / Validity : None Ex ia G Zone 0 (International) / Validity : None Ex ia G Zone 0 (Korea) / Validity : None Ex ia G Zone 0 (North America) / Validity : None Ex ia G Zone 0 (United Kingdom) / Validity : None Ex nA G Zone 2 (Europa) / Validity : None Ex nA G Zone 2 (International) / Validity : None Ex nA G Zone 2 (United Kingdom) / Validity : None Ex ia G Zone 0 (Europa) / Validity : None Ex ia G Zone 0 (International) / Validity : None Ex ia G Zone 0 (Korea) / Validity : None Ex ia G Zone 0 (North America) / Validity : None Ex ia G Zone 0 (United Kingdom) / Validity : None Ex nA G Zone 2 (Europa) / Validity : None Ex nA G Zone 2 (International) / Validity : None Ex nA G Zone 2 (United Kingdom) / Validity : None Ex ia G Zone 0 (Europa) / Validity : None Ex ia G Zone 0 (International) / Validity : None Ex ia G Zone 0 (Korea) / Validity : None Ex ia G Zone 0 (North America) / Validity : None Ex ia G Zone 0 (United Kingdom) / Validity : None Ex nA G Zone 2 (Europa) / Validity : None Ex nA G Zone 2 (International) / Validity : None Ex nA G Zone 2 (United Kingdom) / Validity : None Ex ia G Zone 0 (Europa) / Validity : None Ex ia G Zone 0 (International) / Validity : None Ex ia G Zone 0 (Korea) / Validity : None Ex ia G Zone 0 (North America) / Validity : None Ex ia G Zone 0 (United Kingdom) / Validity : None Ex nA G Zone 2 (Europa) / Validity : None Ex nA G Zone 2 (International) / Validity : None Ex nA G Zone 2 (United Kingdom) / Validity : None Ex ia G Zone 0 (Europa) / Validity : None Ex ia G Zone 0 (International) / Validity : None Ex ia G Zone 0 (Korea) / Validity : None Ex ia G Zone 0 (North America) / Validity : None Ex ia G Zone 0 (United Kingdom) / Validity : None Ex nA G Zone 2 (Europa) / Validity : None Ex nA G Zone 2 (International) / Validity : None Ex nA G Zone 2 (United Kingdom) / Validity : None Ex ia G Zone 0 (Europa) / Validity : None Ex ia G Zone 0 (International) / Validity : None Ex ia G Zone 0 (Korea) / Validity : None Ex ia G Zone 0 (North America) / Validity : None Ex ia G Zone 0 (United Kingdom) / Validity : None Ex nA G Zone 2 (Europa) / Validity : None Ex nA G Zone 2 (International) / Validity : None Ex nA G Zone 2 (United Kingdom) / Validity : None Ex ia G Zone 0 (Europa) / Validity : None Ex ia G Zone 0 (International) / Validity : None Ex ia G Zone 0 (North America) / Validity : None Ex ia G Zone 0 (United Kingdom) / Validity : None Ex nA G Zone 2 (Europa) / Validity : None Ex nA G Zone 2 (International) / Validity : None Ex nA G Zone 2 (United Kingdom) / Validity : None Ex ia G Zone 0 (Europa) / Validity : None Ex ia G Zone 0 (International) / Validity : None Ex ia G Zone 0 (North America) / Validity : None Ex ia G Zone 0 (United Kingdom) / Validity : None Ex nA G Zone 2 (Europa) / Validity : None Ex nA G Zone 2 (International) / Validity : None Ex nA G Zone 2 (United Kingdom) / Validity : None Ex ia G Zone 0 (Europa) / Validity : None Ex ia G Zone 0 (International) / Validity : None Ex ia G Zone 0 (North America) / Validity : None Ex ia G Zone 0 (United Kingdom) / Validity : None Ex nA G Zone 2 (Europa) / Validity : None Ex nA G Zone 2 (International) / Validity : None Ex nA G Zone 2 (United Kingdom) / Validity : None Ex ia G Zone 0 (Europa) / Validity : None Ex ia G Zone 0 (International) / Validity : None Ex ia G Zone 0 (Korea) / Validity : None Ex ia G Zone 0 (North America) / Validity : None Ex ia G Zone 0 (United Kingdom) / Validity : None Ex nA G Zone 2 (Europa) / Validity : None Ex nA G Zone 2 (International) / Validity : None Ex nA G Zone 2 (United Kingdom) / Validity : None Ex ia G Zone 0 (Europa) / Validity : None Ex ia G Zone 0 (International) / Validity : None Ex ia G Zone 0 (North America) / Validity : None Ex ia G Zone 0 (Russia, Belarus, Kyrgyzstan, Armenia, Kazakhstan) / Validity : 18.02.2026 Ex nA G Zone 2 (Europa) / Validity : None Ex nA G Zone 2 (International) / Validity : None Ex nA G Zone 2 (North America) / Validity : None Ex nA G Zone 2 (Russia, Belarus, Kyrgyzstan, Armenia, Kazakhstan) / Validity : 18.02.2026 | No | No | .
143-545-000-22x | 143-545-000-221 | DocManager | CP545-221 Piezoelectric Dynamic Pressure Sensor | CP545-221 | GaPO4 pressure sensor, matching IPC 704_511, -70°C to 560°C, 90 pC/bar, nominal pressure 0 to 50 bar, maximal pressure 100 bar, 4.1 m integral MI cable with braised adaptor at 0.900 m of transducer, Lemo type 0 connector, Ex approved | . | 90pC/bar | -70 | 560 | 2 | 10000 | LEMO type 0 | CPxxx, IPC707, GSI127, EC153, MA Seal, ABAxxx, JB105, JB116 | . |  |  |  | . | Switzerland |  |  |  | . | Dynamic Pressure Sensors | Dynamic pressure sensors (CP) | . | Ex ia G Zone 0 (Europa) / Validity : None Ex ia G Zone 0 (International) / Validity : None Ex ia G Zone 0 (Korea) / Validity : None Ex ia G Zone 0 (North America) / Validity : None Ex ia G Zone 0 (United Kingdom) / Validity : None Ex nA G Zone 2 (Europa) / Validity : None Ex nA G Zone 2 (International) / Validity : None Ex nA G Zone 2 (United Kingdom) / Validity : None Ex ia G Zone 0 (Europa) / Validity : None Ex ia G Zone 0 (International) / Validity : None Ex ia G Zone 0 (Korea) / Validity : None Ex ia G Zone 0 (North America) / Validity : None Ex ia G Zone 0 (United Kingdom) / Validity : None Ex nA G Zone 2 (Europa) / Validity : None Ex nA G Zone 2 (International) / Validity : None Ex nA G Zone 2 (United Kingdom) / Validity : None Ex ia G Zone 0 (Europa) / Validity : None Ex ia G Zone 0 (International) / Validity : None Ex ia G Zone 0 (Korea) / Validity : None Ex ia G Zone 0 (North America) / Validity : None Ex ia G Zone 0 (United Kingdom) / Validity : None Ex nA G Zone 2 (Europa) / Validity : None Ex nA G Zone 2 (International) / Validity : None Ex nA G Zone 2 (United Kingdom) / Validity : None Ex ia G Zone 0 (Europa) / Validity : None Ex ia G Zone 0 (International) / Validity : None Ex ia G Zone 0 (Korea) / Validity : None Ex ia G Zone 0 (North America) / Validity : None Ex ia G Zone 0 (United Kingdom) / Validity : None Ex nA G Zone 2 (Europa) / Validity : None Ex nA G Zone 2 (International) / Validity : None Ex nA G Zone 2 (United Kingdom) / Validity : None Ex ia G Zone 0 (Europa) / Validity : None Ex ia G Zone 0 (International) / Validity : None Ex ia G Zone 0 (Korea) / Validity : None Ex ia G Zone 0 (North America) / Validity : None Ex ia G Zone 0 (United Kingdom) / Validity : None Ex nA G Zone 2 (Europa) / Validity : None Ex nA G Zone 2 (International) / Validity : None Ex nA G Zone 2 (United Kingdom) / Validity : None Ex ia G Zone 0 (Europa) / Validity : None Ex ia G Zone 0 (International) / Validity : None Ex ia G Zone 0 (Korea) / Validity : None Ex ia G Zone 0 (North America) / Validity : None Ex ia G Zone 0 (United Kingdom) / Validity : None Ex nA G Zone 2 (Europa) / Validity : None Ex nA G Zone 2 (International) / Validity : None Ex nA G Zone 2 (United Kingdom) / Validity : None Ex ia G Zone 0 (Europa) / Validity : None Ex ia G Zone 0 (International) / Validity : None Ex ia G Zone 0 (Korea) / Validity : None Ex ia G Zone 0 (North America) / Validity : None Ex ia G Zone 0 (United Kingdom) / Validity : None Ex nA G Zone 2 (Europa) / Validity : None Ex nA G Zone 2 (International) / Validity : None Ex nA G Zone 2 (United Kingdom) / Validity : None Ex ia G Zone 0 (Europa) / Validity : None Ex ia G Zone 0 (International) / Validity : None Ex ia G Zone 0 (Korea) / Validity : None Ex ia G Zone 0 (North America) / Validity : None Ex ia G Zone 0 (United Kingdom) / Validity : None Ex nA G Zone 2 (Europa) / Validity : None Ex nA G Zone 2 (International) / Validity : None Ex nA G Zone 2 (United Kingdom) / Validity : None Ex ia G Zone 0 (Europa) / Validity : None Ex ia G Zone 0 (International) / Validity : None Ex ia G Zone 0 (Korea) / Validity : None Ex ia G Zone 0 (North America) / Validity : None Ex ia G Zone 0 (United Kingdom) / Validity : None Ex nA G Zone 2 (Europa) / Validity : None Ex nA G Zone 2 (International) / Validity : None Ex nA G Zone 2 (United Kingdom) / Validity : None Ex ia G Zone 0 (Europa) / Validity : None Ex ia G Zone 0 (International) / Validity : None Ex ia G Zone 0 (Korea) / Validity : None Ex ia G Zone 0 (North America) / Validity : None Ex ia G Zone 0 (United Kingdom) / Validity : None Ex nA G Zone 2 (Europa) / Validity : None Ex nA G Zone 2 (International) / Validity : None Ex nA G Zone 2 (United Kingdom) / Validity : None Ex ia G Zone 0 (Europa) / Validity : None Ex ia G Zone 0 (International) / Validity : None Ex ia G Zone 0 (Korea) / Validity : None Ex ia G Zone 0 (North America) / Validity : None Ex ia G Zone 0 (United Kingdom) / Validity : None Ex nA G Zone 2 (Europa) / Validity : None Ex nA G Zone 2 (International) / Validity : None Ex nA G Zone 2 (United Kingdom) / Validity : None Ex ia G Zone 0 (Europa) / Validity : None Ex ia G Zone 0 (International) / Validity : None Ex ia G Zone 0 (Korea) / Validity : None Ex ia G Zone 0 (North America) / Validity : None Ex ia G Zone 0 (United Kingdom) / Validity : None Ex nA G Zone 2 (Europa) / Validity : None Ex nA G Zone 2 (International) / Validity : None Ex nA G Zone 2 (United Kingdom) / Validity : None Ex ia G Zone 0 (Europa) / Validity : None Ex ia G Zone 0 (International) / Validity : None Ex ia G Zone 0 (Korea) / Validity : None Ex ia G Zone 0 (North America) / Validity : None Ex ia G Zone 0 (United Kingdom) / Validity : None Ex nA G Zone 2 (Europa) / Validity : None Ex nA G Zone 2 (International) / Validity : None Ex nA G Zone 2 (United Kingdom) / Validity : None Ex ia G Zone 0 (Europa) / Validity : None Ex ia G Zone 0 (International) / Validity : None Ex ia G Zone 0 (Korea) / Validity : None Ex ia G Zone 0 (North America) / Validity : None Ex ia G Zone 0 (United Kingdom) / Validity : None Ex nA G Zone 2 (Europa) / Validity : None Ex nA G Zone 2 (International) / Validity : None Ex nA G Zone 2 (United Kingdom) / Validity : None Ex ia G Zone 0 (Europa) / Validity : None Ex ia G Zone 0 (International) / Validity : None Ex ia G Zone 0 (Korea) / Validity : None Ex ia G Zone 0 (North America) / Validity : None Ex ia G Zone 0 (United Kingdom) / Validity : None Ex nA G Zone 2 (Europa) / Validity : None Ex nA G Zone 2 (International) / Validity : None Ex nA G Zone 2 (United Kingdom) / Validity : None Ex ia G Zone 0 (Europa) / Validity : None Ex ia G Zone 0 (International) / Validity : None Ex ia G Zone 0 (Korea) / Validity : None Ex ia G Zone 0 (North America) / Validity : None Ex ia G Zone 0 (United Kingdom) / Validity : None Ex nA G Zone 2 (Europa) / Validity : None Ex nA G Zone 2 (International) / Validity : None Ex nA G Zone 2 (United Kingdom) / Validity : None Ex ia G Zone 0 (Europa) / Validity : None Ex ia G Zone 0 (International) / Validity : None Ex ia G Zone 0 (Korea) / Validity : None Ex ia G Zone 0 (North America) / Validity : None Ex ia G Zone 0 (United Kingdom) / Validity : None Ex nA G Zone 2 (Europa) / Validity : None Ex nA G Zone 2 (International) / Validity : None Ex nA G Zone 2 (United Kingdom) / Validity : None Ex ia G Zone 0 (Europa) / Validity : None Ex ia G Zone 0 (International) / Validity : None Ex ia G Zone 0 (Korea) / Validity : None Ex ia G Zone 0 (North America) / Validity : None Ex ia G Zone 0 (United Kingdom) / Validity : None Ex nA G Zone 2 (Europa) / Validity : None Ex nA G Zone 2 (International) / Validity : None Ex nA G Zone 2 (United Kingdom) / Validity : None Ex ia G Zone 0 (Europa) / Validity : None Ex ia G Zone 0 (International) / Validity : None Ex ia G Zone 0 (Korea) / Validity : None Ex ia G Zone 0 (North America) / Validity : None Ex ia G Zone 0 (United Kingdom) / Validity : None Ex nA G Zone 2 (Europa) / Validity : None Ex nA G Zone 2 (International) / Validity : None Ex nA G Zone 2 (United Kingdom) / Validity : None Ex ia G Zone 0 (Europa) / Validity : None Ex ia G Zone 0 (International) / Validity : None Ex ia G Zone 0 (Korea) / Validity : None Ex ia G Zone 0 (North America) / Validity : None Ex ia G Zone 0 (United Kingdom) / Validity : None Ex nA G Zone 2 (Europa) / Validity : None Ex nA G Zone 2 (International) / Validity : None Ex nA G Zone 2 (United Kingdom) / Validity : None Ex ia G Zone 0 (Europa) / Validity : None Ex ia G Zone 0 (International) / Validity : None Ex ia G Zone 0 (Korea) / Validity : None Ex ia G Zone 0 (North America) / Validity : None Ex ia G Zone 0 (United Kingdom) / Validity : None Ex nA G Zone 2 (Europa) / Validity : None Ex nA G Zone 2 (International) / Validity : None Ex nA G Zone 2 (United Kingdom) / Validity : None Ex ia G Zone 0 (Europa) / Validity : None Ex ia G Zone 0 (International) / Validity : None Ex ia G Zone 0 (Korea) / Validity : None Ex ia G Zone 0 (North America) / Validity : None Ex ia G Zone 0 (United Kingdom) / Validity : None Ex nA G Zone 2 (Europa) / Validity : None Ex nA G Zone 2 (International) / Validity : None Ex nA G Zone 2 (United Kingdom) / Validity : None Ex ia G Zone 0 (Europa) / Validity : None Ex ia G Zone 0 (International) / Validity : None Ex ia G Zone 0 (Korea) / Validity : None Ex ia G Zone 0 (North America) / Validity : None Ex ia G Zone 0 (United Kingdom) / Validity : None Ex nA G Zone 2 (Europa) / Validity : None Ex nA G Zone 2 (International) / Validity : None Ex nA G Zone 2 (United Kingdom) / Validity : None Ex ia G Zone 0 (Europa) / Validity : None Ex ia G Zone 0 (International) / Validity : None Ex ia G Zone 0 (Korea) / Validity : None Ex ia G Zone 0 (North America) / Validity : None Ex ia G Zone 0 (United Kingdom) / Validity : None Ex nA G Zone 2 (Europa) / Validity : None Ex nA G Zone 2 (International) / Validity : None Ex nA G Zone 2 (United Kingdom) / Validity : None Ex ia G Zone 0 (Europa) / Validity : None Ex ia G Zone 0 (International) / Validity : None Ex ia G Zone 0 (Korea) / Validity : None Ex ia G Zone 0 (North America) / Validity : None Ex ia G Zone 0 (United Kingdom) / Validity : None Ex nA G Zone 2 (Europa) / Validity : None Ex nA G Zone 2 (International) / Validity : None Ex nA G Zone 2 (United Kingdom) / Validity : None Ex ia G Zone 0 (Europa) / Validity : None Ex ia G Zone 0 (International) / Validity : None Ex ia G Zone 0 (North America) / Validity : None Ex ia G Zone 0 (United Kingdom) / Validity : None Ex nA G Zone 2 (Europa) / Validity : None Ex nA G Zone 2 (International) / Validity : None Ex nA G Zone 2 (United Kingdom) / Validity : None Ex ia G Zone 0 (Europa) / Validity : None Ex ia G Zone 0 (International) / Validity : None Ex ia G Zone 0 (North America) / Validity : None Ex ia G Zone 0 (United Kingdom) / Validity : None Ex nA G Zone 2 (Europa) / Validity : None Ex nA G Zone 2 (International) / Validity : None Ex nA G Zone 2 (United Kingdom) / Validity : None Ex ia G Zone 0 (Europa) / Validity : None Ex ia G Zone 0 (International) / Validity : None Ex ia G Zone 0 (North America) / Validity : None Ex ia G Zone 0 (United Kingdom) / Validity : None Ex nA G Zone 2 (Europa) / Validity : None Ex nA G Zone 2 (International) / Validity : None Ex nA G Zone 2 (United Kingdom) / Validity : None Ex ia G Zone 0 (Europa) / Validity : None Ex ia G Zone 0 (International) / Validity : None Ex ia G Zone 0 (North America) / Validity : None Ex ia G Zone 0 (United Kingdom) / Validity : None Ex nA G Zone 2 (Europa) / Validity : None Ex nA G Zone 2 (International) / Validity : None Ex nA G Zone 2 (United Kingdom) / Validity : None Ex ia G Zone 0 (Europa) / Validity : None Ex ia G Zone 0 (International) / Validity : None Ex ia G Zone 0 (Korea) / Validity : None Ex ia G Zone 0 (North America) / Validity : None Ex ia G Zone 0 (United Kingdom) / Validity : None Ex nA G Zone 2 (Europa) / Validity : None Ex nA G Zone 2 (International) / Validity : None Ex nA G Zone 2 (United Kingdom) / Validity : None Ex ia G Zone 0 (Europa) / Validity : None Ex ia G Zone 0 (International) / Validity : None Ex ia G Zone 0 (Korea) / Validity : None Ex ia G Zone 0 (North America) / Validity : None Ex ia G Zone 0 (United Kingdom) / Validity : None Ex nA G Zone 2 (Europa) / Validity : None Ex nA G Zone 2 (International) / Validity : None Ex nA G Zone 2 (United Kingdom) / Validity : None Ex ia G Zone 0 (Europa) / Validity : None Ex ia G Zone 0 (International) / Validity : None Ex ia G Zone 0 (Korea) / Validity : None Ex ia G Zone 0 (North America) / Validity : None Ex ia G Zone 0 (United Kingdom) / Validity : None Ex nA G Zone 2 (Europa) / Validity : None Ex nA G Zone 2 (International) / Validity : None Ex nA G Zone 2 (United Kingdom) / Validity : None Ex ia G Zone 0 (Europa) / Validity : None Ex ia G Zone 0 (International) / Validity : None Ex ia G Zone 0 (Korea) / Validity : None Ex ia G Zone 0 (North America) / Validity : None Ex ia G Zone 0 (United Kingdom) / Validity : None Ex nA G Zone 2 (Europa) / Validity : None Ex nA G Zone 2 (International) / Validity : None Ex nA G Zone 2 (United Kingdom) / Validity : None Ex ia G Zone 0 (Europa) / Validity : None Ex ia G Zone 0 (International) / Validity : None Ex ia G Zone 0 (Korea) / Validity : None Ex ia G Zone 0 (North America) / Validity : None Ex ia G Zone 0 (United Kingdom) / Validity : None Ex nA G Zone 2 (Europa) / Validity : None Ex nA G Zone 2 (International) / Validity : None Ex nA G Zone 2 (United Kingdom) / Validity : None Ex ia G Zone 0 (Europa) / Validity : None Ex ia G Zone 0 (International) / Validity : None Ex ia G Zone 0 (Korea) / Validity : None Ex ia G Zone 0 (North America) / Validity : None Ex ia G Zone 0 (United Kingdom) / Validity : None Ex ib G Zone 1 (Japan) / Validity : 22.08.2025 Ex nA G Zone 2 (Europa) / Validity : None Ex nA G Zone 2 (International) / Validity : None Ex nA G Zone 2 (United Kingdom) / Validity : None Ex ia G Zone 0 (Europa) / Validity : None Ex ia G Zone 0 (International) / Validity : None Ex ia G Zone 0 (Korea) / Validity : None Ex ia G Zone 0 (North America) / Validity : None Ex ia G Zone 0 (United Kingdom) / Validity : None Ex nA G Zone 2 (Europa) / Validity : None Ex nA G Zone 2 (International) / Validity : None Ex nA G Zone 2 (United Kingdom) / Validity : None Ex ia G Zone 0 (Europa) / Validity : None Ex ia G Zone 0 (International) / Validity : None Ex ia G Zone 0 (Korea) / Validity : None Ex ia G Zone 0 (North America) / Validity : None Ex ia G Zone 0 (United Kingdom) / Validity : None Ex nA G Zone 2 (Europa) / Validity : None Ex nA G Zone 2 (International) / Validity : None Ex nA G Zone 2 (United Kingdom) / Validity : None Ex ia G Zone 0 (Europa) / Validity : None Ex ia G Zone 0 (International) / Validity : None Ex ia G Zone 0 (Korea) / Validity : None Ex ia G Zone 0 (North America) / Validity : None Ex ia G Zone 0 (United Kingdom) / Validity : None Ex ib G Zone 1 (Japan) / Validity : 24.05.2024 Ex nA G Zone 2 (Europa) / Validity : None Ex nA G Zone 2 (International) / Validity : None Ex nA G Zone 2 (United Kingdom) / Validity : None Ex ia G Zone 0 (Europa) / Validity : None Ex ia G Zone 0 (International) / Validity : None Ex ia G Zone 0 (Korea) / Validity : None Ex ia G Zone 0 (North America) / Validity : None Ex ia G Zone 0 (United Kingdom) / Validity : None Ex nA G Zone 2 (Europa) / Validity : None Ex nA G Zone 2 (International) / Validity : None Ex nA G Zone 2 (United Kingdom) / Validity : None Ex ia G Zone 0 (Europa) / Validity : None Ex ia G Zone 0 (International) / Validity : None Ex ia G Zone 0 (Korea) / Validity : None Ex ia G Zone 0 (North America) / Validity : None Ex ia G Zone 0 (United Kingdom) / Validity : None Ex nA G Zone 2 (Europa) / Validity : None Ex nA G Zone 2 (International) / Validity : None Ex nA G Zone 2 (United Kingdom) / Validity : None Ex ia G Zone 0 (Europa) / Validity : None Ex ia G Zone 0 (International) / Validity : None Ex ia G Zone 0 (Korea) / Validity : None Ex ia G Zone 0 (North America) / Validity : None Ex ia G Zone 0 (United Kingdom) / Validity : None Ex nA G Zone 2 (Europa) / Validity : None Ex nA G Zone 2 (International) / Validity : None Ex nA G Zone 2 (United Kingdom) / Validity : None Ex ia G Zone 0 (Europa) / Validity : None Ex ia G Zone 0 (International) / Validity : None Ex ia G Zone 0 (Korea) / Validity : None Ex ia G Zone 0 (North America) / Validity : None Ex ia G Zone 0 (United Kingdom) / Validity : None Ex nA G Zone 2 (Europa) / Validity : None Ex nA G Zone 2 (International) / Validity : None Ex nA G Zone 2 (United Kingdom) / Validity : None Ex ia G Zone 0 (Europa) / Validity : None Ex ia G Zone 0 (International) / Validity : None Ex ia G Zone 0 (Korea) / Validity : None Ex ia G Zone 0 (North America) / Validity : None Ex ia G Zone 0 (United Kingdom) / Validity : None Ex nA G Zone 2 (Europa) / Validity : None Ex nA G Zone 2 (International) / Validity : None Ex nA G Zone 2 (United Kingdom) / Validity : None Ex ia G Zone 0 (Europa) / Validity : None Ex ia G Zone 0 (International) / Validity : None Ex ia G Zone 0 (Korea) / Validity : None Ex ia G Zone 0 (North America) / Validity : None Ex ia G Zone 0 (United Kingdom) / Validity : None Ex nA G Zone 2 (Europa) / Validity : None Ex nA G Zone 2 (International) / Validity : None Ex nA G Zone 2 (United Kingdom) / Validity : None Ex ia G Zone 0 (Europa) / Validity : None Ex ia G Zone 0 (International) / Validity : None Ex ia G Zone 0 (Korea) / Validity : None Ex ia G Zone 0 (North America) / Validity : None Ex ia G Zone 0 (United Kingdom) / Validity : None Ex nA G Zone 2 (Europa) / Validity : None Ex nA G Zone 2 (International) / Validity : None Ex nA G Zone 2 (United Kingdom) / Validity : None Ex ia G Zone 0 (Europa) / Validity : None Ex ia G Zone 0 (International) / Validity : None Ex ia G Zone 0 (Korea) / Validity : None Ex ia G Zone 0 (North America) / Validity : None Ex ia G Zone 0 (United Kingdom) / Validity : None Ex nA G Zone 2 (Europa) / Validity : None Ex nA G Zone 2 (International) / Validity : None Ex nA G Zone 2 (United Kingdom) / Validity : None Ex ia G Zone 0 (Europa) / Validity : None Ex ia G Zone 0 (International) / Validity : None Ex ia G Zone 0 (Korea) / Validity : None Ex ia G Zone 0 (North America) / Validity : None Ex ia G Zone 0 (United Kingdom) / Validity : None Ex nA G Zone 2 (Europa) / Validity : None Ex nA G Zone 2 (International) / Validity : None Ex nA G Zone 2 (United Kingdom) / Validity : None Ex ia G Zone 0 (Europa) / Validity : None Ex ia G Zone 0 (International) / Validity : None Ex ia G Zone 0 (Korea) / Validity : None Ex ia G Zone 0 (North America) / Validity : None Ex ia G Zone 0 (United Kingdom) / Validity : None Ex nA G Zone 2 (Europa) / Validity : None Ex nA G Zone 2 (International) / Validity : None Ex nA G Zone 2 (United Kingdom) / Validity : None Ex ia G Zone 0 (Europa) / Validity : None Ex ia G Zone 0 (International) / Validity : None Ex ia G Zone 0 (Korea) / Validity : None Ex ia G Zone 0 (North America) / Validity : None Ex ia G Zone 0 (United Kingdom) / Validity : None Ex nA G Zone 2 (Europa) / Validity : None Ex nA G Zone 2 (International) / Validity : None Ex nA G Zone 2 (United Kingdom) / Validity : None Ex ia G Zone 0 (Europa) / Validity : None Ex ia G Zone 0 (International) / Validity : None Ex ia G Zone 0 (Korea) / Validity : None Ex ia G Zone 0 (North America) / Validity : None Ex ia G Zone 0 (United Kingdom) / Validity : None Ex nA G Zone 2 (Europa) / Validity : None Ex nA G Zone 2 (International) / Validity : None Ex nA G Zone 2 (United Kingdom) / Validity : None Ex ia G Zone 0 (Europa) / Validity : None Ex ia G Zone 0 (International) / Validity : None Ex ia G Zone 0 (Korea) / Validity : None Ex ia G Zone 0 (North America) / Validity : None Ex ia G Zone 0 (United Kingdom) / Validity : None Ex nA G Zone 2 (Europa) / Validity : None Ex nA G Zone 2 (International) / Validity : None Ex nA G Zone 2 (United Kingdom) / Validity : None Ex ia G Zone 0 (Europa) / Validity : None Ex ia G Zone 0 (International) / Validity : None Ex ia G Zone 0 (Korea) / Validity : None Ex ia G Zone 0 (North America) / Validity : None Ex ia G Zone 0 (United Kingdom) / Validity : None Ex nA G Zone 2 (Europa) / Validity : None Ex nA G Zone 2 (International) / Validity : None Ex nA G Zone 2 (United Kingdom) / Validity : None Ex ia G Zone 0 (Europa) / Validity : None Ex ia G Zone 0 (International) / Validity : None Ex ia G Zone 0 (Korea) / Validity : None Ex ia G Zone 0 (North America) / Validity : None Ex ia G Zone 0 (United Kingdom) / Validity : None Ex nA G Zone 2 (Europa) / Validity : None Ex nA G Zone 2 (International) / Validity : None Ex nA G Zone 2 (United Kingdom) / Validity : None Ex ia G Zone 0 (Europa) / Validity : None Ex ia G Zone 0 (International) / Validity : None Ex ia G Zone 0 (Korea) / Validity : None Ex ia G Zone 0 (North America) / Validity : None Ex ia G Zone 0 (United Kingdom) / Validity : None Ex nA G Zone 2 (Europa) / Validity : None Ex nA G Zone 2 (International) / Validity : None Ex nA G Zone 2 (United Kingdom) / Validity : None Ex ia G Zone 0 (Europa) / Validity : None Ex ia G Zone 0 (International) / Validity : None Ex ia G Zone 0 (Korea) / Validity : None Ex ia G Zone 0 (North America) / Validity : None Ex ia G Zone 0 (United Kingdom) / Validity : None Ex nA G Zone 2 (Europa) / Validity : None Ex nA G Zone 2 (International) / Validity : None Ex nA G Zone 2 (United Kingdom) / Validity : None Ex ia G Zone 0 (Europa) / Validity : None Ex ia G Zone 0 (International) / Validity : None Ex ia G Zone 0 (Korea) / Validity : None Ex ia G Zone 0 (North America) / Validity : None Ex ia G Zone 0 (United Kingdom) / Validity : None Ex nA G Zone 2 (Europa) / Validity : None Ex nA G Zone 2 (International) / Validity : None Ex nA G Zone 2 (United Kingdom) / Validity : None Ex ia G Zone 0 (Europa) / Validity : None Ex ia G Zone 0 (International) / Validity : None Ex ia G Zone 0 (North America) / Validity : None Ex ia G Zone 0 (United Kingdom) / Validity : None Ex nA G Zone 2 (Europa) / Validity : None Ex nA G Zone 2 (International) / Validity : None Ex nA G Zone 2 (United Kingdom) / Validity : None Ex ia G Zone 0 (Europa) / Validity : None Ex ia G Zone 0 (International) / Validity : None Ex ia G Zone 0 (North America) / Validity : None Ex ia G Zone 0 (United Kingdom) / Validity : None Ex nA G Zone 2 (Europa) / Validity : None Ex nA G Zone 2 (International) / Validity : None Ex nA G Zone 2 (United Kingdom) / Validity : None Ex ia G Zone 0 (Europa) / Validity : None Ex ia G Zone 0 (International) / Validity : None Ex ia G Zone 0 (North America) / Validity : None Ex ia G Zone 0 (United Kingdom) / Validity : None Ex nA G Zone 2 (Europa) / Validity : None Ex nA G Zone 2 (International) / Validity : None Ex nA G Zone 2 (United Kingdom) / Validity : None Ex ia G Zone 0 (Europa) / Validity : None Ex ia G Zone 0 (International) / Validity : None Ex ia G Zone 0 (Korea) / Validity : None Ex ia G Zone 0 (North America) / Validity : None Ex ia G Zone 0 (United Kingdom) / Validity : None Ex nA G Zone 2 (Europa) / Validity : None Ex nA G Zone 2 (International) / Validity : None Ex nA G Zone 2 (United Kingdom) / Validity : None Ex ia G Zone 0 (Europa) / Validity : None Ex ia G Zone 0 (International) / Validity : None Ex ia G Zone 0 (North America) / Validity : None Ex ia G Zone 0 (Russia, Belarus, Kyrgyzstan, Armenia, Kazakhstan) / Validity : 18.02.2026 Ex nA G Zone 2 (Europa) / Validity : None Ex nA G Zone 2 (International) / Validity : None Ex nA G Zone 2 (North America) / Validity : None Ex nA G Zone 2 (Russia, Belarus, Kyrgyzstan, Armenia, Kazakhstan) / Validity : 18.02.2026 | No | No | .
143-545-000-23x | 143-545-000-231 | DocManager | CP545-231 Piezoelectric Dynamic Pressure Sensor | CP545-231 | GaPO4 pressure sensor, matching IPC 704_511, -70°C to 560°C, 90 pC/bar, nominal pressure 0 to 50 bar, maximal pressure 100 bar, 4.1 m integral MI cable with braised adaptor at 0.990 m of transducer, Lemo type 0 connector, Ex approved | . | 90pC/bar | -70 | 560 | 2 | 10000 | LEMO type 0 | CPxxx, IPC707, GSI127, EC153, MA Seal, ABAxxx, JB105, JB116 | . |  |  |  | . | Switzerland |  |  |  | . | Dynamic Pressure Sensors | Dynamic pressure sensors (CP) | . | Ex ia G Zone 0 (Europa) / Validity : None Ex ia G Zone 0 (International) / Validity : None Ex ia G Zone 0 (Korea) / Validity : None Ex ia G Zone 0 (North America) / Validity : None Ex ia G Zone 0 (United Kingdom) / Validity : None Ex nA G Zone 2 (Europa) / Validity : None Ex nA G Zone 2 (International) / Validity : None Ex nA G Zone 2 (United Kingdom) / Validity : None Ex ia G Zone 0 (Europa) / Validity : None Ex ia G Zone 0 (International) / Validity : None Ex ia G Zone 0 (Korea) / Validity : None Ex ia G Zone 0 (North America) / Validity : None Ex ia G Zone 0 (United Kingdom) / Validity : None Ex nA G Zone 2 (Europa) / Validity : None Ex nA G Zone 2 (International) / Validity : None Ex nA G Zone 2 (United Kingdom) / Validity : None Ex ia G Zone 0 (Europa) / Validity : None Ex ia G Zone 0 (International) / Validity : None Ex ia G Zone 0 (Korea) / Validity : None Ex ia G Zone 0 (North America) / Validity : None Ex ia G Zone 0 (United Kingdom) / Validity : None Ex nA G Zone 2 (Europa) / Validity : None Ex nA G Zone 2 (International) / Validity : None Ex nA G Zone 2 (United Kingdom) / Validity : None Ex ia G Zone 0 (Europa) / Validity : None Ex ia G Zone 0 (International) / Validity : None Ex ia G Zone 0 (Korea) / Validity : None Ex ia G Zone 0 (North America) / Validity : None Ex ia G Zone 0 (United Kingdom) / Validity : None Ex nA G Zone 2 (Europa) / Validity : None Ex nA G Zone 2 (International) / Validity : None Ex nA G Zone 2 (United Kingdom) / Validity : None Ex ia G Zone 0 (Europa) / Validity : None Ex ia G Zone 0 (International) / Validity : None Ex ia G Zone 0 (Korea) / Validity : None Ex ia G Zone 0 (North America) / Validity : None Ex ia G Zone 0 (United Kingdom) / Validity : None Ex nA G Zone 2 (Europa) / Validity : None Ex nA G Zone 2 (International) / Validity : None Ex nA G Zone 2 (United Kingdom) / Validity : None Ex ia G Zone 0 (Europa) / Validity : None Ex ia G Zone 0 (International) / Validity : None Ex ia G Zone 0 (Korea) / Validity : None Ex ia G Zone 0 (North America) / Validity : None Ex ia G Zone 0 (United Kingdom) / Validity : None Ex nA G Zone 2 (Europa) / Validity : None Ex nA G Zone 2 (International) / Validity : None Ex nA G Zone 2 (United Kingdom) / Validity : None Ex ia G Zone 0 (Europa) / Validity : None Ex ia G Zone 0 (International) / Validity : None Ex ia G Zone 0 (Korea) / Validity : None Ex ia G Zone 0 (North America) / Validity : None Ex ia G Zone 0 (United Kingdom) / Validity : None Ex nA G Zone 2 (Europa) / Validity : None Ex nA G Zone 2 (International) / Validity : None Ex nA G Zone 2 (United Kingdom) / Validity : None Ex ia G Zone 0 (Europa) / Validity : None Ex ia G Zone 0 (International) / Validity : None Ex ia G Zone 0 (Korea) / Validity : None Ex ia G Zone 0 (North America) / Validity : None Ex ia G Zone 0 (United Kingdom) / Validity : None Ex nA G Zone 2 (Europa) / Validity : None Ex nA G Zone 2 (International) / Validity : None Ex nA G Zone 2 (United Kingdom) / Validity : None Ex ia G Zone 0 (Europa) / Validity : None Ex ia G Zone 0 (International) / Validity : None Ex ia G Zone 0 (Korea) / Validity : None Ex ia G Zone 0 (North America) / Validity : None Ex ia G Zone 0 (United Kingdom) / Validity : None Ex nA G Zone 2 (Europa) / Validity : None Ex nA G Zone 2 (International) / Validity : None Ex nA G Zone 2 (United Kingdom) / Validity : None Ex ia G Zone 0 (Europa) / Validity : None Ex ia G Zone 0 (International) / Validity : None Ex ia G Zone 0 (Korea) / Validity : None Ex ia G Zone 0 (North America) / Validity : None Ex ia G Zone 0 (United Kingdom) / Validity : None Ex nA G Zone 2 (Europa) / Validity : None Ex nA G Zone 2 (International) / Validity : None Ex nA G Zone 2 (United Kingdom) / Validity : None Ex ia G Zone 0 (Europa) / Validity : None Ex ia G Zone 0 (International) / Validity : None Ex ia G Zone 0 (Korea) / Validity : None Ex ia G Zone 0 (North America) / Validity : None Ex ia G Zone 0 (United Kingdom) / Validity : None Ex nA G Zone 2 (Europa) / Validity : None Ex nA G Zone 2 (International) / Validity : None Ex nA G Zone 2 (United Kingdom) / Validity : None Ex ia G Zone 0 (Europa) / Validity : None Ex ia G Zone 0 (International) / Validity : None Ex ia G Zone 0 (Korea) / Validity : None Ex ia G Zone 0 (North America) / Validity : None Ex ia G Zone 0 (United Kingdom) / Validity : None Ex nA G Zone 2 (Europa) / Validity : None Ex nA G Zone 2 (International) / Validity : None Ex nA G Zone 2 (United Kingdom) / Validity : None Ex ia G Zone 0 (Europa) / Validity : None Ex ia G Zone 0 (International) / Validity : None Ex ia G Zone 0 (Korea) / Validity : None Ex ia G Zone 0 (North America) / Validity : None Ex ia G Zone 0 (United Kingdom) / Validity : None Ex nA G Zone 2 (Europa) / Validity : None Ex nA G Zone 2 (International) / Validity : None Ex nA G Zone 2 (United Kingdom) / Validity : None Ex ia G Zone 0 (Europa) / Validity : None Ex ia G Zone 0 (International) / Validity : None Ex ia G Zone 0 (Korea) / Validity : None Ex ia G Zone 0 (North America) / Validity : None Ex ia G Zone 0 (United Kingdom) / Validity : None Ex nA G Zone 2 (Europa) / Validity : None Ex nA G Zone 2 (International) / Validity : None Ex nA G Zone 2 (United Kingdom) / Validity : None Ex ia G Zone 0 (Europa) / Validity : None Ex ia G Zone 0 (International) / Validity : None Ex ia G Zone 0 (Korea) / Validity : None Ex ia G Zone 0 (North America) / Validity : None Ex ia G Zone 0 (United Kingdom) / Validity : None Ex nA G Zone 2 (Europa) / Validity : None Ex nA G Zone 2 (International) / Validity : None Ex nA G Zone 2 (United Kingdom) / Validity : None Ex ia G Zone 0 (Europa) / Validity : None Ex ia G Zone 0 (International) / Validity : None Ex ia G Zone 0 (Korea) / Validity : None Ex ia G Zone 0 (North America) / Validity : None Ex ia G Zone 0 (United Kingdom) / Validity : None Ex nA G Zone 2 (Europa) / Validity : None Ex nA G Zone 2 (International) / Validity : None Ex nA G Zone 2 (United Kingdom) / Validity : None Ex ia G Zone 0 (Europa) / Validity : None Ex ia G Zone 0 (International) / Validity : None Ex ia G Zone 0 (Korea) / Validity : None Ex ia G Zone 0 (North America) / Validity : None Ex ia G Zone 0 (United Kingdom) / Validity : None Ex nA G Zone 2 (Europa) / Validity : None Ex nA G Zone 2 (International) / Validity : None Ex nA G Zone 2 (United Kingdom) / Validity : None Ex ia G Zone 0 (Europa) / Validity : None Ex ia G Zone 0 (International) / Validity : None Ex ia G Zone 0 (Korea) / Validity : None Ex ia G Zone 0 (North America) / Validity : None Ex ia G Zone 0 (United Kingdom) / Validity : None Ex nA G Zone 2 (Europa) / Validity : None Ex nA G Zone 2 (International) / Validity : None Ex nA G Zone 2 (United Kingdom) / Validity : None Ex ia G Zone 0 (Europa) / Validity : None Ex ia G Zone 0 (International) / Validity : None Ex ia G Zone 0 (Korea) / Validity : None Ex ia G Zone 0 (North America) / Validity : None Ex ia G Zone 0 (United Kingdom) / Validity : None Ex nA G Zone 2 (Europa) / Validity : None Ex nA G Zone 2 (International) / Validity : None Ex nA G Zone 2 (United Kingdom) / Validity : None Ex ia G Zone 0 (Europa) / Validity : None Ex ia G Zone 0 (International) / Validity : None Ex ia G Zone 0 (Korea) / Validity : None Ex ia G Zone 0 (North America) / Validity : None Ex ia G Zone 0 (United Kingdom) / Validity : None Ex nA G Zone 2 (Europa) / Validity : None Ex nA G Zone 2 (International) / Validity : None Ex nA G Zone 2 (United Kingdom) / Validity : None Ex ia G Zone 0 (Europa) / Validity : None Ex ia G Zone 0 (International) / Validity : None Ex ia G Zone 0 (Korea) / Validity : None Ex ia G Zone 0 (North America) / Validity : None Ex ia G Zone 0 (United Kingdom) / Validity : None Ex nA G Zone 2 (Europa) / Validity : None Ex nA G Zone 2 (International) / Validity : None Ex nA G Zone 2 (United Kingdom) / Validity : None Ex ia G Zone 0 (Europa) / Validity : None Ex ia G Zone 0 (International) / Validity : None Ex ia G Zone 0 (Korea) / Validity : None Ex ia G Zone 0 (North America) / Validity : None Ex ia G Zone 0 (United Kingdom) / Validity : None Ex nA G Zone 2 (Europa) / Validity : None Ex nA G Zone 2 (International) / Validity : None Ex nA G Zone 2 (United Kingdom) / Validity : None Ex ia G Zone 0 (Europa) / Validity : None Ex ia G Zone 0 (International) / Validity : None Ex ia G Zone 0 (Korea) / Validity : None Ex ia G Zone 0 (North America) / Validity : None Ex ia G Zone 0 (United Kingdom) / Validity : None Ex nA G Zone 2 (Europa) / Validity : None Ex nA G Zone 2 (International) / Validity : None Ex nA G Zone 2 (United Kingdom) / Validity : None Ex ia G Zone 0 (Europa) / Validity : None Ex ia G Zone 0 (International) / Validity : None Ex ia G Zone 0 (Korea) / Validity : None Ex ia G Zone 0 (North America) / Validity : None Ex ia G Zone 0 (United Kingdom) / Validity : None Ex nA G Zone 2 (Europa) / Validity : None Ex nA G Zone 2 (International) / Validity : None Ex nA G Zone 2 (United Kingdom) / Validity : None Ex ia G Zone 0 (Europa) / Validity : None Ex ia G Zone 0 (International) / Validity : None Ex ia G Zone 0 (Korea) / Validity : None Ex ia G Zone 0 (North America) / Validity : None Ex ia G Zone 0 (United Kingdom) / Validity : None Ex nA G Zone 2 (Europa) / Validity : None Ex nA G Zone 2 (International) / Validity : None Ex nA G Zone 2 (United Kingdom) / Validity : None Ex ia G Zone 0 (Europa) / Validity : None Ex ia G Zone 0 (International) / Validity : None Ex ia G Zone 0 (North America) / Validity : None Ex ia G Zone 0 (United Kingdom) / Validity : None Ex nA G Zone 2 (Europa) / Validity : None Ex nA G Zone 2 (International) / Validity : None Ex nA G Zone 2 (United Kingdom) / Validity : None Ex ia G Zone 0 (Europa) / Validity : None Ex ia G Zone 0 (International) / Validity : None Ex ia G Zone 0 (North America) / Validity : None Ex ia G Zone 0 (United Kingdom) / Validity : None Ex nA G Zone 2 (Europa) / Validity : None Ex nA G Zone 2 (International) / Validity : None Ex nA G Zone 2 (United Kingdom) / Validity : None Ex ia G Zone 0 (Europa) / Validity : None Ex ia G Zone 0 (International) / Validity : None Ex ia G Zone 0 (North America) / Validity : None Ex ia G Zone 0 (United Kingdom) / Validity : None Ex nA G Zone 2 (Europa) / Validity : None Ex nA G Zone 2 (International) / Validity : None Ex nA G Zone 2 (United Kingdom) / Validity : None Ex ia G Zone 0 (Europa) / Validity : None Ex ia G Zone 0 (International) / Validity : None Ex ia G Zone 0 (North America) / Validity : None Ex ia G Zone 0 (United Kingdom) / Validity : None Ex nA G Zone 2 (Europa) / Validity : None Ex nA G Zone 2 (International) / Validity : None Ex nA G Zone 2 (United Kingdom) / Validity : None Ex ia G Zone 0 (Europa) / Validity : None Ex ia G Zone 0 (International) / Validity : None Ex ia G Zone 0 (Korea) / Validity : None Ex ia G Zone 0 (North America) / Validity : None Ex ia G Zone 0 (United Kingdom) / Validity : None Ex nA G Zone 2 (Europa) / Validity : None Ex nA G Zone 2 (International) / Validity : None Ex nA G Zone 2 (United Kingdom) / Validity : None Ex ia G Zone 0 (Europa) / Validity : None Ex ia G Zone 0 (International) / Validity : None Ex ia G Zone 0 (Korea) / Validity : None Ex ia G Zone 0 (North America) / Validity : None Ex ia G Zone 0 (United Kingdom) / Validity : None Ex nA G Zone 2 (Europa) / Validity : None Ex nA G Zone 2 (International) / Validity : None Ex nA G Zone 2 (United Kingdom) / Validity : None Ex ia G Zone 0 (Europa) / Validity : None Ex ia G Zone 0 (International) / Validity : None Ex ia G Zone 0 (Korea) / Validity : None Ex ia G Zone 0 (North America) / Validity : None Ex ia G Zone 0 (United Kingdom) / Validity : None Ex nA G Zone 2 (Europa) / Validity : None Ex nA G Zone 2 (International) / Validity : None Ex nA G Zone 2 (United Kingdom) / Validity : None Ex ia G Zone 0 (Europa) / Validity : None Ex ia G Zone 0 (International) / Validity : None Ex ia G Zone 0 (Korea) / Validity : None Ex ia G Zone 0 (North America) / Validity : None Ex ia G Zone 0 (United Kingdom) / Validity : None Ex nA G Zone 2 (Europa) / Validity : None Ex nA G Zone 2 (International) / Validity : None Ex nA G Zone 2 (United Kingdom) / Validity : None Ex ia G Zone 0 (Europa) / Validity : None Ex ia G Zone 0 (International) / Validity : None Ex ia G Zone 0 (Korea) / Validity : None Ex ia G Zone 0 (North America) / Validity : None Ex ia G Zone 0 (United Kingdom) / Validity : None Ex nA G Zone 2 (Europa) / Validity : None Ex nA G Zone 2 (International) / Validity : None Ex nA G Zone 2 (United Kingdom) / Validity : None Ex ia G Zone 0 (Europa) / Validity : None Ex ia G Zone 0 (International) / Validity : None Ex ia G Zone 0 (Korea) / Validity : None Ex ia G Zone 0 (North America) / Validity : None Ex ia G Zone 0 (United Kingdom) / Validity : None Ex ib G Zone 1 (Japan) / Validity : 22.08.2025 Ex nA G Zone 2 (Europa) / Validity : None Ex nA G Zone 2 (International) / Validity : None Ex nA G Zone 2 (United Kingdom) / Validity : None Ex ia G Zone 0 (Europa) / Validity : None Ex ia G Zone 0 (International) / Validity : None Ex ia G Zone 0 (Korea) / Validity : None Ex ia G Zone 0 (North America) / Validity : None Ex ia G Zone 0 (United Kingdom) / Validity : None Ex nA G Zone 2 (Europa) / Validity : None Ex nA G Zone 2 (International) / Validity : None Ex nA G Zone 2 (United Kingdom) / Validity : None Ex ia G Zone 0 (Europa) / Validity : None Ex ia G Zone 0 (International) / Validity : None Ex ia G Zone 0 (Korea) / Validity : None Ex ia G Zone 0 (North America) / Validity : None Ex ia G Zone 0 (United Kingdom) / Validity : None Ex nA G Zone 2 (Europa) / Validity : None Ex nA G Zone 2 (International) / Validity : None Ex nA G Zone 2 (United Kingdom) / Validity : None Ex ia G Zone 0 (Europa) / Validity : None Ex ia G Zone 0 (International) / Validity : None Ex ia G Zone 0 (Korea) / Validity : None Ex ia G Zone 0 (North America) / Validity : None Ex ia G Zone 0 (United Kingdom) / Validity : None Ex ib G Zone 1 (Japan) / Validity : 24.05.2024 Ex nA G Zone 2 (Europa) / Validity : None Ex nA G Zone 2 (International) / Validity : None Ex nA G Zone 2 (United Kingdom) / Validity : None Ex ia G Zone 0 (Europa) / Validity : None Ex ia G Zone 0 (International) / Validity : None Ex ia G Zone 0 (Korea) / Validity : None Ex ia G Zone 0 (North America) / Validity : None Ex ia G Zone 0 (United Kingdom) / Validity : None Ex nA G Zone 2 (Europa) / Validity : None Ex nA G Zone 2 (International) / Validity : None Ex nA G Zone 2 (United Kingdom) / Validity : None Ex ia G Zone 0 (Europa) / Validity : None Ex ia G Zone 0 (International) / Validity : None Ex ia G Zone 0 (Korea) / Validity : None Ex ia G Zone 0 (North America) / Validity : None Ex ia G Zone 0 (United Kingdom) / Validity : None Ex nA G Zone 2 (Europa) / Validity : None Ex nA G Zone 2 (International) / Validity : None Ex nA G Zone 2 (United Kingdom) / Validity : None Ex ia G Zone 0 (Europa) / Validity : None Ex ia G Zone 0 (International) / Validity : None Ex ia G Zone 0 (Korea) / Validity : None Ex ia G Zone 0 (North America) / Validity : None Ex ia G Zone 0 (United Kingdom) / Validity : None Ex nA G Zone 2 (Europa) / Validity : None Ex nA G Zone 2 (International) / Validity : None Ex nA G Zone 2 (United Kingdom) / Validity : None Ex ia G Zone 0 (Europa) / Validity : None Ex ia G Zone 0 (International) / Validity : None Ex ia G Zone 0 (Korea) / Validity : None Ex ia G Zone 0 (North America) / Validity : None Ex ia G Zone 0 (United Kingdom) / Validity : None Ex nA G Zone 2 (Europa) / Validity : None Ex nA G Zone 2 (International) / Validity : None Ex nA G Zone 2 (United Kingdom) / Validity : None Ex ia G Zone 0 (Europa) / Validity : None Ex ia G Zone 0 (International) / Validity : None Ex ia G Zone 0 (Korea) / Validity : None Ex ia G Zone 0 (North America) / Validity : None Ex ia G Zone 0 (United Kingdom) / Validity : None Ex nA G Zone 2 (Europa) / Validity : None Ex nA G Zone 2 (International) / Validity : None Ex nA G Zone 2 (United Kingdom) / Validity : None Ex ia G Zone 0 (Europa) / Validity : None Ex ia G Zone 0 (International) / Validity : None Ex ia G Zone 0 (Korea) / Validity : None Ex ia G Zone 0 (North America) / Validity : None Ex ia G Zone 0 (United Kingdom) / Validity : None Ex nA G Zone 2 (Europa) / Validity : None Ex nA G Zone 2 (International) / Validity : None Ex nA G Zone 2 (United Kingdom) / Validity : None Ex ia G Zone 0 (Europa) / Validity : None Ex ia G Zone 0 (International) / Validity : None Ex ia G Zone 0 (Korea) / Validity : None Ex ia G Zone 0 (North America) / Validity : None Ex ia G Zone 0 (United Kingdom) / Validity : None Ex nA G Zone 2 (Europa) / Validity : None Ex nA G Zone 2 (International) / Validity : None Ex nA G Zone 2 (United Kingdom) / Validity : None Ex ia G Zone 0 (Europa) / Validity : None Ex ia G Zone 0 (International) / Validity : None Ex ia G Zone 0 (Korea) / Validity : None Ex ia G Zone 0 (North America) / Validity : None Ex ia G Zone 0 (United Kingdom) / Validity : None Ex nA G Zone 2 (Europa) / Validity : None Ex nA G Zone 2 (International) / Validity : None Ex nA G Zone 2 (United Kingdom) / Validity : None Ex ia G Zone 0 (Europa) / Validity : None Ex ia G Zone 0 (International) / Validity : None Ex ia G Zone 0 (Korea) / Validity : None Ex ia G Zone 0 (North America) / Validity : None Ex ia G Zone 0 (United Kingdom) / Validity : None Ex nA G Zone 2 (Europa) / Validity : None Ex nA G Zone 2 (International) / Validity : None Ex nA G Zone 2 (United Kingdom) / Validity : None Ex ia G Zone 0 (Europa) / Validity : None Ex ia G Zone 0 (International) / Validity : None Ex ia G Zone 0 (Korea) / Validity : None Ex ia G Zone 0 (North America) / Validity : None Ex ia G Zone 0 (United Kingdom) / Validity : None Ex nA G Zone 2 (Europa) / Validity : None Ex nA G Zone 2 (International) / Validity : None Ex nA G Zone 2 (United Kingdom) / Validity : None Ex ia G Zone 0 (Europa) / Validity : None Ex ia G Zone 0 (International) / Validity : None Ex ia G Zone 0 (Korea) / Validity : None Ex ia G Zone 0 (North America) / Validity : None Ex ia G Zone 0 (United Kingdom) / Validity : None Ex nA G Zone 2 (Europa) / Validity : None Ex nA G Zone 2 (International) / Validity : None Ex nA G Zone 2 (United Kingdom) / Validity : None Ex ia G Zone 0 (Europa) / Validity : None Ex ia G Zone 0 (International) / Validity : None Ex ia G Zone 0 (Korea) / Validity : None Ex ia G Zone 0 (North America) / Validity : None Ex ia G Zone 0 (United Kingdom) / Validity : None Ex nA G Zone 2 (Europa) / Validity : None Ex nA G Zone 2 (International) / Validity : None Ex nA G Zone 2 (United Kingdom) / Validity : None Ex ia G Zone 0 (Europa) / Validity : None Ex ia G Zone 0 (International) / Validity : None Ex ia G Zone 0 (Korea) / Validity : None Ex ia G Zone 0 (North America) / Validity : None Ex ia G Zone 0 (United Kingdom) / Validity : None Ex nA G Zone 2 (Europa) / Validity : None Ex nA G Zone 2 (International) / Validity : None Ex nA G Zone 2 (United Kingdom) / Validity : None Ex ia G Zone 0 (Europa) / Validity : None Ex ia G Zone 0 (International) / Validity : None Ex ia G Zone 0 (Korea) / Validity : None Ex ia G Zone 0 (North America) / Validity : None Ex ia G Zone 0 (United Kingdom) / Validity : None Ex nA G Zone 2 (Europa) / Validity : None Ex nA G Zone 2 (International) / Validity : None Ex nA G Zone 2 (United Kingdom) / Validity : None Ex ia G Zone 0 (Europa) / Validity : None Ex ia G Zone 0 (International) / Validity : None Ex ia G Zone 0 (Korea) / Validity : None Ex ia G Zone 0 (North America) / Validity : None Ex ia G Zone 0 (United Kingdom) / Validity : None Ex nA G Zone 2 (Europa) / Validity : None Ex nA G Zone 2 (International) / Validity : None Ex nA G Zone 2 (United Kingdom) / Validity : None Ex ia G Zone 0 (Europa) / Validity : None Ex ia G Zone 0 (International) / Validity : None Ex ia G Zone 0 (Korea) / Validity : None Ex ia G Zone 0 (North America) / Validity : None Ex ia G Zone 0 (United Kingdom) / Validity : None Ex nA G Zone 2 (Europa) / Validity : None Ex nA G Zone 2 (International) / Validity : None Ex nA G Zone 2 (United Kingdom) / Validity : None Ex ia G Zone 0 (Europa) / Validity : None Ex ia G Zone 0 (International) / Validity : None Ex ia G Zone 0 (Korea) / Validity : None Ex ia G Zone 0 (North America) / Validity : None Ex ia G Zone 0 (United Kingdom) / Validity : None Ex nA G Zone 2 (Europa) / Validity : None Ex nA G Zone 2 (International) / Validity : None Ex nA G Zone 2 (United Kingdom) / Validity : None Ex ia G Zone 0 (Europa) / Validity : None Ex ia G Zone 0 (International) / Validity : None Ex ia G Zone 0 (Korea) / Validity : None Ex ia G Zone 0 (North America) / Validity : None Ex ia G Zone 0 (United Kingdom) / Validity : None Ex nA G Zone 2 (Europa) / Validity : None Ex nA G Zone 2 (International) / Validity : None Ex nA G Zone 2 (United Kingdom) / Validity : None Ex ia G Zone 0 (Europa) / Validity : None Ex ia G Zone 0 (International) / Validity : None Ex ia G Zone 0 (North America) / Validity : None Ex ia G Zone 0 (United Kingdom) / Validity : None Ex nA G Zone 2 (Europa) / Validity : None Ex nA G Zone 2 (International) / Validity : None Ex nA G Zone 2 (United Kingdom) / Validity : None Ex ia G Zone 0 (Europa) / Validity : None Ex ia G Zone 0 (International) / Validity : None Ex ia G Zone 0 (North America) / Validity : None Ex ia G Zone 0 (United Kingdom) / Validity : None Ex nA G Zone 2 (Europa) / Validity : None Ex nA G Zone 2 (International) / Validity : None Ex nA G Zone 2 (United Kingdom) / Validity : None Ex ia G Zone 0 (Europa) / Validity : None Ex ia G Zone 0 (International) / Validity : None Ex ia G Zone 0 (North America) / Validity : None Ex ia G Zone 0 (United Kingdom) / Validity : None Ex nA G Zone 2 (Europa) / Validity : None Ex nA G Zone 2 (International) / Validity : None Ex nA G Zone 2 (United Kingdom) / Validity : None Ex ia G Zone 0 (Europa) / Validity : None Ex ia G Zone 0 (International) / Validity : None Ex ia G Zone 0 (Korea) / Validity : None Ex ia G Zone 0 (North America) / Validity : None Ex ia G Zone 0 (United Kingdom) / Validity : None Ex nA G Zone 2 (Europa) / Validity : None Ex nA G Zone 2 (International) / Validity : None Ex nA G Zone 2 (United Kingdom) / Validity : None Ex ia G Zone 0 (Europa) / Validity : None Ex ia G Zone 0 (International) / Validity : None Ex ia G Zone 0 (North America) / Validity : None Ex ia G Zone 0 (Russia, Belarus, Kyrgyzstan, Armenia, Kazakhstan) / Validity : 18.02.2026 Ex nA G Zone 2 (Europa) / Validity : None Ex nA G Zone 2 (International) / Validity : None Ex nA G Zone 2 (North America) / Validity : None Ex nA G Zone 2 (Russia, Belarus, Kyrgyzstan, Armenia, Kazakhstan) / Validity : 18.02.2026 | No | No | .
143-545-000-24x | 143-545-000-241 | DocManager | CP545-241 Piezoelectric Dynamic Pressure Sensor | CP545-241 | GaPO4 pressure sensor, matching IPC 704_511, -70°C to 560°C, 90 pC/bar, nominal pressure 0 to 50 bar, maximal pressure 100 bar, 4.1 m integral MI cable with braised adaptor at 1.06 m of transducer, Lemo type 0 connector, Ex approved | . | 90pC/bar | -70 | 560 | 2 | 10000 | LEMO type 0 | CPxxx, IPC707, GSI127, EC153, MA Seal, ABAxxx, JB105, JB116 | . |  |  |  | . | Switzerland |  |  |  | . | Dynamic Pressure Sensors | Dynamic pressure sensors (CP) | . | Ex ia G Zone 0 (Europa) / Validity : None Ex ia G Zone 0 (International) / Validity : None Ex ia G Zone 0 (Korea) / Validity : None Ex ia G Zone 0 (North America) / Validity : None Ex ia G Zone 0 (United Kingdom) / Validity : None Ex nA G Zone 2 (Europa) / Validity : None Ex nA G Zone 2 (International) / Validity : None Ex nA G Zone 2 (United Kingdom) / Validity : None Ex ia G Zone 0 (Europa) / Validity : None Ex ia G Zone 0 (International) / Validity : None Ex ia G Zone 0 (Korea) / Validity : None Ex ia G Zone 0 (North America) / Validity : None Ex ia G Zone 0 (United Kingdom) / Validity : None Ex nA G Zone 2 (Europa) / Validity : None Ex nA G Zone 2 (International) / Validity : None Ex nA G Zone 2 (United Kingdom) / Validity : None Ex ia G Zone 0 (Europa) / Validity : None Ex ia G Zone 0 (International) / Validity : None Ex ia G Zone 0 (Korea) / Validity : None Ex ia G Zone 0 (North America) / Validity : None Ex ia G Zone 0 (United Kingdom) / Validity : None Ex nA G Zone 2 (Europa) / Validity : None Ex nA G Zone 2 (International) / Validity : None Ex nA G Zone 2 (United Kingdom) / Validity : None Ex ia G Zone 0 (Europa) / Validity : None Ex ia G Zone 0 (International) / Validity : None Ex ia G Zone 0 (Korea) / Validity : None Ex ia G Zone 0 (North America) / Validity : None Ex ia G Zone 0 (United Kingdom) / Validity : None Ex nA G Zone 2 (Europa) / Validity : None Ex nA G Zone 2 (International) / Validity : None Ex nA G Zone 2 (United Kingdom) / Validity : None Ex ia G Zone 0 (Europa) / Validity : None Ex ia G Zone 0 (International) / Validity : None Ex ia G Zone 0 (Korea) / Validity : None Ex ia G Zone 0 (North America) / Validity : None Ex ia G Zone 0 (United Kingdom) / Validity : None Ex nA G Zone 2 (Europa) / Validity : None Ex nA G Zone 2 (International) / Validity : None Ex nA G Zone 2 (United Kingdom) / Validity : None Ex ia G Zone 0 (Europa) / Validity : None Ex ia G Zone 0 (International) / Validity : None Ex ia G Zone 0 (Korea) / Validity : None Ex ia G Zone 0 (North America) / Validity : None Ex ia G Zone 0 (United Kingdom) / Validity : None Ex nA G Zone 2 (Europa) / Validity : None Ex nA G Zone 2 (International) / Validity : None Ex nA G Zone 2 (United Kingdom) / Validity : None Ex ia G Zone 0 (Europa) / Validity : None Ex ia G Zone 0 (International) / Validity : None Ex ia G Zone 0 (Korea) / Validity : None Ex ia G Zone 0 (North America) / Validity : None Ex ia G Zone 0 (United Kingdom) / Validity : None Ex nA G Zone 2 (Europa) / Validity : None Ex nA G Zone 2 (International) / Validity : None Ex nA G Zone 2 (United Kingdom) / Validity : None Ex ia G Zone 0 (Europa) / Validity : None Ex ia G Zone 0 (International) / Validity : None Ex ia G Zone 0 (Korea) / Validity : None Ex ia G Zone 0 (North America) / Validity : None Ex ia G Zone 0 (United Kingdom) / Validity : None Ex nA G Zone 2 (Europa) / Validity : None Ex nA G Zone 2 (International) / Validity : None Ex nA G Zone 2 (United Kingdom) / Validity : None Ex ia G Zone 0 (Europa) / Validity : None Ex ia G Zone 0 (International) / Validity : None Ex ia G Zone 0 (Korea) / Validity : None Ex ia G Zone 0 (North America) / Validity : None Ex ia G Zone 0 (United Kingdom) / Validity : None Ex nA G Zone 2 (Europa) / Validity : None Ex nA G Zone 2 (International) / Validity : None Ex nA G Zone 2 (United Kingdom) / Validity : None Ex ia G Zone 0 (Europa) / Validity : None Ex ia G Zone 0 (International) / Validity : None Ex ia G Zone 0 (Korea) / Validity : None Ex ia G Zone 0 (North America) / Validity : None Ex ia G Zone 0 (United Kingdom) / Validity : None Ex nA G Zone 2 (Europa) / Validity : None Ex nA G Zone 2 (International) / Validity : None Ex nA G Zone 2 (United Kingdom) / Validity : None Ex ia G Zone 0 (Europa) / Validity : None Ex ia G Zone 0 (International) / Validity : None Ex ia G Zone 0 (Korea) / Validity : None Ex ia G Zone 0 (North America) / Validity : None Ex ia G Zone 0 (United Kingdom) / Validity : None Ex nA G Zone 2 (Europa) / Validity : None Ex nA G Zone 2 (International) / Validity : None Ex nA G Zone 2 (United Kingdom) / Validity : None Ex ia G Zone 0 (Europa) / Validity : None Ex ia G Zone 0 (International) / Validity : None Ex ia G Zone 0 (Korea) / Validity : None Ex ia G Zone 0 (North America) / Validity : None Ex ia G Zone 0 (United Kingdom) / Validity : None Ex nA G Zone 2 (Europa) / Validity : None Ex nA G Zone 2 (International) / Validity : None Ex nA G Zone 2 (United Kingdom) / Validity : None Ex ia G Zone 0 (Europa) / Validity : None Ex ia G Zone 0 (International) / Validity : None Ex ia G Zone 0 (Korea) / Validity : None Ex ia G Zone 0 (North America) / Validity : None Ex ia G Zone 0 (United Kingdom) / Validity : None Ex nA G Zone 2 (Europa) / Validity : None Ex nA G Zone 2 (International) / Validity : None Ex nA G Zone 2 (United Kingdom) / Validity : None Ex ia G Zone 0 (Europa) / Validity : None Ex ia G Zone 0 (International) / Validity : None Ex ia G Zone 0 (Korea) / Validity : None Ex ia G Zone 0 (North America) / Validity : None Ex ia G Zone 0 (United Kingdom) / Validity : None Ex nA G Zone 2 (Europa) / Validity : None Ex nA G Zone 2 (International) / Validity : None Ex nA G Zone 2 (United Kingdom) / Validity : None Ex ia G Zone 0 (Europa) / Validity : None Ex ia G Zone 0 (International) / Validity : None Ex ia G Zone 0 (Korea) / Validity : None Ex ia G Zone 0 (North America) / Validity : None Ex ia G Zone 0 (United Kingdom) / Validity : None Ex nA G Zone 2 (Europa) / Validity : None Ex nA G Zone 2 (International) / Validity : None Ex nA G Zone 2 (United Kingdom) / Validity : None Ex ia G Zone 0 (Europa) / Validity : None Ex ia G Zone 0 (International) / Validity : None Ex ia G Zone 0 (Korea) / Validity : None Ex ia G Zone 0 (North America) / Validity : None Ex ia G Zone 0 (United Kingdom) / Validity : None Ex nA G Zone 2 (Europa) / Validity : None Ex nA G Zone 2 (International) / Validity : None Ex nA G Zone 2 (United Kingdom) / Validity : None Ex ia G Zone 0 (Europa) / Validity : None Ex ia G Zone 0 (International) / Validity : None Ex ia G Zone 0 (Korea) / Validity : None Ex ia G Zone 0 (North America) / Validity : None Ex ia G Zone 0 (United Kingdom) / Validity : None Ex nA G Zone 2 (Europa) / Validity : None Ex nA G Zone 2 (International) / Validity : None Ex nA G Zone 2 (United Kingdom) / Validity : None Ex ia G Zone 0 (Europa) / Validity : None Ex ia G Zone 0 (International) / Validity : None Ex ia G Zone 0 (Korea) / Validity : None Ex ia G Zone 0 (North America) / Validity : None Ex ia G Zone 0 (United Kingdom) / Validity : None Ex nA G Zone 2 (Europa) / Validity : None Ex nA G Zone 2 (International) / Validity : None Ex nA G Zone 2 (United Kingdom) / Validity : None Ex ia G Zone 0 (Europa) / Validity : None Ex ia G Zone 0 (International) / Validity : None Ex ia G Zone 0 (Korea) / Validity : None Ex ia G Zone 0 (North America) / Validity : None Ex ia G Zone 0 (United Kingdom) / Validity : None Ex nA G Zone 2 (Europa) / Validity : None Ex nA G Zone 2 (International) / Validity : None Ex nA G Zone 2 (United Kingdom) / Validity : None Ex ia G Zone 0 (Europa) / Validity : None Ex ia G Zone 0 (International) / Validity : None Ex ia G Zone 0 (Korea) / Validity : None Ex ia G Zone 0 (North America) / Validity : None Ex ia G Zone 0 (United Kingdom) / Validity : None Ex nA G Zone 2 (Europa) / Validity : None Ex nA G Zone 2 (International) / Validity : None Ex nA G Zone 2 (United Kingdom) / Validity : None Ex ia G Zone 0 (Europa) / Validity : None Ex ia G Zone 0 (International) / Validity : None Ex ia G Zone 0 (Korea) / Validity : None Ex ia G Zone 0 (North America) / Validity : None Ex ia G Zone 0 (United Kingdom) / Validity : None Ex nA G Zone 2 (Europa) / Validity : None Ex nA G Zone 2 (International) / Validity : None Ex nA G Zone 2 (United Kingdom) / Validity : None Ex ia G Zone 0 (Europa) / Validity : None Ex ia G Zone 0 (International) / Validity : None Ex ia G Zone 0 (Korea) / Validity : None Ex ia G Zone 0 (North America) / Validity : None Ex ia G Zone 0 (United Kingdom) / Validity : None Ex nA G Zone 2 (Europa) / Validity : None Ex nA G Zone 2 (International) / Validity : None Ex nA G Zone 2 (United Kingdom) / Validity : None Ex ia G Zone 0 (Europa) / Validity : None Ex ia G Zone 0 (International) / Validity : None Ex ia G Zone 0 (Korea) / Validity : None Ex ia G Zone 0 (North America) / Validity : None Ex ia G Zone 0 (United Kingdom) / Validity : None Ex nA G Zone 2 (Europa) / Validity : None Ex nA G Zone 2 (International) / Validity : None Ex nA G Zone 2 (United Kingdom) / Validity : None Ex ia G Zone 0 (Europa) / Validity : None Ex ia G Zone 0 (International) / Validity : None Ex ia G Zone 0 (Korea) / Validity : None Ex ia G Zone 0 (North America) / Validity : None Ex ia G Zone 0 (United Kingdom) / Validity : None Ex nA G Zone 2 (Europa) / Validity : None Ex nA G Zone 2 (International) / Validity : None Ex nA G Zone 2 (United Kingdom) / Validity : None Ex ia G Zone 0 (Europa) / Validity : None Ex ia G Zone 0 (International) / Validity : None Ex ia G Zone 0 (Korea) / Validity : None Ex ia G Zone 0 (North America) / Validity : None Ex ia G Zone 0 (United Kingdom) / Validity : None Ex nA G Zone 2 (Europa) / Validity : None Ex nA G Zone 2 (International) / Validity : None Ex nA G Zone 2 (United Kingdom) / Validity : None Ex ia G Zone 0 (Europa) / Validity : None Ex ia G Zone 0 (International) / Validity : None Ex ia G Zone 0 (North America) / Validity : None Ex ia G Zone 0 (United Kingdom) / Validity : None Ex nA G Zone 2 (Europa) / Validity : None Ex nA G Zone 2 (International) / Validity : None Ex nA G Zone 2 (United Kingdom) / Validity : None Ex ia G Zone 0 (Europa) / Validity : None Ex ia G Zone 0 (International) / Validity : None Ex ia G Zone 0 (North America) / Validity : None Ex ia G Zone 0 (United Kingdom) / Validity : None Ex nA G Zone 2 (Europa) / Validity : None Ex nA G Zone 2 (International) / Validity : None Ex nA G Zone 2 (United Kingdom) / Validity : None Ex ia G Zone 0 (Europa) / Validity : None Ex ia G Zone 0 (International) / Validity : None Ex ia G Zone 0 (North America) / Validity : None Ex ia G Zone 0 (United Kingdom) / Validity : None Ex nA G Zone 2 (Europa) / Validity : None Ex nA G Zone 2 (International) / Validity : None Ex nA G Zone 2 (United Kingdom) / Validity : None Ex ia G Zone 0 (Europa) / Validity : None Ex ia G Zone 0 (International) / Validity : None Ex ia G Zone 0 (North America) / Validity : None Ex ia G Zone 0 (United Kingdom) / Validity : None Ex nA G Zone 2 (Europa) / Validity : None Ex nA G Zone 2 (International) / Validity : None Ex nA G Zone 2 (United Kingdom) / Validity : None Ex ia G Zone 0 (Europa) / Validity : None Ex ia G Zone 0 (International) / Validity : None Ex ia G Zone 0 (Korea) / Validity : None Ex ia G Zone 0 (North America) / Validity : None Ex ia G Zone 0 (United Kingdom) / Validity : None Ex nA G Zone 2 (Europa) / Validity : None Ex nA G Zone 2 (International) / Validity : None Ex nA G Zone 2 (United Kingdom) / Validity : None Ex ia G Zone 0 (Europa) / Validity : None Ex ia G Zone 0 (International) / Validity : None Ex ia G Zone 0 (Korea) / Validity : None Ex ia G Zone 0 (North America) / Validity : None Ex ia G Zone 0 (United Kingdom) / Validity : None Ex nA G Zone 2 (Europa) / Validity : None Ex nA G Zone 2 (International) / Validity : None Ex nA G Zone 2 (United Kingdom) / Validity : None Ex ia G Zone 0 (Europa) / Validity : None Ex ia G Zone 0 (International) / Validity : None Ex ia G Zone 0 (Korea) / Validity : None Ex ia G Zone 0 (North America) / Validity : None Ex ia G Zone 0 (United Kingdom) / Validity : None Ex nA G Zone 2 (Europa) / Validity : None Ex nA G Zone 2 (International) / Validity : None Ex nA G Zone 2 (United Kingdom) / Validity : None Ex ia G Zone 0 (Europa) / Validity : None Ex ia G Zone 0 (International) / Validity : None Ex ia G Zone 0 (Korea) / Validity : None Ex ia G Zone 0 (North America) / Validity : None Ex ia G Zone 0 (United Kingdom) / Validity : None Ex nA G Zone 2 (Europa) / Validity : None Ex nA G Zone 2 (International) / Validity : None Ex nA G Zone 2 (United Kingdom) / Validity : None Ex ia G Zone 0 (Europa) / Validity : None Ex ia G Zone 0 (International) / Validity : None Ex ia G Zone 0 (Korea) / Validity : None Ex ia G Zone 0 (North America) / Validity : None Ex ia G Zone 0 (United Kingdom) / Validity : None Ex nA G Zone 2 (Europa) / Validity : None Ex nA G Zone 2 (International) / Validity : None Ex nA G Zone 2 (United Kingdom) / Validity : None Ex ia G Zone 0 (Europa) / Validity : None Ex ia G Zone 0 (International) / Validity : None Ex ia G Zone 0 (Korea) / Validity : None Ex ia G Zone 0 (North America) / Validity : None Ex ia G Zone 0 (United Kingdom) / Validity : None Ex ib G Zone 1 (Japan) / Validity : 22.08.2025 Ex nA G Zone 2 (Europa) / Validity : None Ex nA G Zone 2 (International) / Validity : None Ex nA G Zone 2 (United Kingdom) / Validity : None Ex ia G Zone 0 (Europa) / Validity : None Ex ia G Zone 0 (International) / Validity : None Ex ia G Zone 0 (Korea) / Validity : None Ex ia G Zone 0 (North America) / Validity : None Ex ia G Zone 0 (United Kingdom) / Validity : None Ex nA G Zone 2 (Europa) / Validity : None Ex nA G Zone 2 (International) / Validity : None Ex nA G Zone 2 (United Kingdom) / Validity : None Ex ia G Zone 0 (Europa) / Validity : None Ex ia G Zone 0 (International) / Validity : None Ex ia G Zone 0 (Korea) / Validity : None Ex ia G Zone 0 (North America) / Validity : None Ex ia G Zone 0 (United Kingdom) / Validity : None Ex nA G Zone 2 (Europa) / Validity : None Ex nA G Zone 2 (International) / Validity : None Ex nA G Zone 2 (United Kingdom) / Validity : None Ex ia G Zone 0 (Europa) / Validity : None Ex ia G Zone 0 (International) / Validity : None Ex ia G Zone 0 (Korea) / Validity : None Ex ia G Zone 0 (North America) / Validity : None Ex ia G Zone 0 (United Kingdom) / Validity : None Ex ib G Zone 1 (Japan) / Validity : 24.05.2024 Ex nA G Zone 2 (Europa) / Validity : None Ex nA G Zone 2 (International) / Validity : None Ex nA G Zone 2 (United Kingdom) / Validity : None Ex ia G Zone 0 (Europa) / Validity : None Ex ia G Zone 0 (International) / Validity : None Ex ia G Zone 0 (Korea) / Validity : None Ex ia G Zone 0 (North America) / Validity : None Ex ia G Zone 0 (United Kingdom) / Validity : None Ex nA G Zone 2 (Europa) / Validity : None Ex nA G Zone 2 (International) / Validity : None Ex nA G Zone 2 (United Kingdom) / Validity : None Ex ia G Zone 0 (Europa) / Validity : None Ex ia G Zone 0 (International) / Validity : None Ex ia G Zone 0 (Korea) / Validity : None Ex ia G Zone 0 (North America) / Validity : None Ex ia G Zone 0 (United Kingdom) / Validity : None Ex nA G Zone 2 (Europa) / Validity : None Ex nA G Zone 2 (International) / Validity : None Ex nA G Zone 2 (United Kingdom) / Validity : None Ex ia G Zone 0 (Europa) / Validity : None Ex ia G Zone 0 (International) / Validity : None Ex ia G Zone 0 (Korea) / Validity : None Ex ia G Zone 0 (North America) / Validity : None Ex ia G Zone 0 (United Kingdom) / Validity : None Ex nA G Zone 2 (Europa) / Validity : None Ex nA G Zone 2 (International) / Validity : None Ex nA G Zone 2 (United Kingdom) / Validity : None Ex ia G Zone 0 (Europa) / Validity : None Ex ia G Zone 0 (International) / Validity : None Ex ia G Zone 0 (Korea) / Validity : None Ex ia G Zone 0 (North America) / Validity : None Ex ia G Zone 0 (United Kingdom) / Validity : None Ex nA G Zone 2 (Europa) / Validity : None Ex nA G Zone 2 (International) / Validity : None Ex nA G Zone 2 (United Kingdom) / Validity : None Ex ia G Zone 0 (Europa) / Validity : None Ex ia G Zone 0 (International) / Validity : None Ex ia G Zone 0 (Korea) / Validity : None Ex ia G Zone 0 (North America) / Validity : None Ex ia G Zone 0 (United Kingdom) / Validity : None Ex nA G Zone 2 (Europa) / Validity : None Ex nA G Zone 2 (International) / Validity : None Ex nA G Zone 2 (United Kingdom) / Validity : None Ex ia G Zone 0 (Europa) / Validity : None Ex ia G Zone 0 (International) / Validity : None Ex ia G Zone 0 (Korea) / Validity : None Ex ia G Zone 0 (North America) / Validity : None Ex ia G Zone 0 (United Kingdom) / Validity : None Ex nA G Zone 2 (Europa) / Validity : None Ex nA G Zone 2 (International) / Validity : None Ex nA G Zone 2 (United Kingdom) / Validity : None Ex ia G Zone 0 (Europa) / Validity : None Ex ia G Zone 0 (International) / Validity : None Ex ia G Zone 0 (Korea) / Validity : None Ex ia G Zone 0 (North America) / Validity : None Ex ia G Zone 0 (United Kingdom) / Validity : None Ex nA G Zone 2 (Europa) / Validity : None Ex nA G Zone 2 (International) / Validity : None Ex nA G Zone 2 (United Kingdom) / Validity : None Ex ia G Zone 0 (Europa) / Validity : None Ex ia G Zone 0 (International) / Validity : None Ex ia G Zone 0 (Korea) / Validity : None Ex ia G Zone 0 (North America) / Validity : None Ex ia G Zone 0 (United Kingdom) / Validity : None Ex nA G Zone 2 (Europa) / Validity : None Ex nA G Zone 2 (International) / Validity : None Ex nA G Zone 2 (United Kingdom) / Validity : None Ex ia G Zone 0 (Europa) / Validity : None Ex ia G Zone 0 (International) / Validity : None Ex ia G Zone 0 (Korea) / Validity : None Ex ia G Zone 0 (North America) / Validity : None Ex ia G Zone 0 (United Kingdom) / Validity : None Ex nA G Zone 2 (Europa) / Validity : None Ex nA G Zone 2 (International) / Validity : None Ex nA G Zone 2 (United Kingdom) / Validity : None Ex ia G Zone 0 (Europa) / Validity : None Ex ia G Zone 0 (International) / Validity : None Ex ia G Zone 0 (Korea) / Validity : None Ex ia G Zone 0 (North America) / Validity : None Ex ia G Zone 0 (United Kingdom) / Validity : None Ex nA G Zone 2 (Europa) / Validity : None Ex nA G Zone 2 (International) / Validity : None Ex nA G Zone 2 (United Kingdom) / Validity : None Ex ia G Zone 0 (Europa) / Validity : None Ex ia G Zone 0 (International) / Validity : None Ex ia G Zone 0 (Korea) / Validity : None Ex ia G Zone 0 (North America) / Validity : None Ex ia G Zone 0 (United Kingdom) / Validity : None Ex nA G Zone 2 (Europa) / Validity : None Ex nA G Zone 2 (International) / Validity : None Ex nA G Zone 2 (United Kingdom) / Validity : None Ex ia G Zone 0 (Europa) / Validity : None Ex ia G Zone 0 (International) / Validity : None Ex ia G Zone 0 (Korea) / Validity : None Ex ia G Zone 0 (North America) / Validity : None Ex ia G Zone 0 (United Kingdom) / Validity : None Ex nA G Zone 2 (Europa) / Validity : None Ex nA G Zone 2 (International) / Validity : None Ex nA G Zone 2 (United Kingdom) / Validity : None Ex ia G Zone 0 (Europa) / Validity : None Ex ia G Zone 0 (International) / Validity : None Ex ia G Zone 0 (Korea) / Validity : None Ex ia G Zone 0 (North America) / Validity : None Ex ia G Zone 0 (United Kingdom) / Validity : None Ex nA G Zone 2 (Europa) / Validity : None Ex nA G Zone 2 (International) / Validity : None Ex nA G Zone 2 (United Kingdom) / Validity : None Ex ia G Zone 0 (Europa) / Validity : None Ex ia G Zone 0 (International) / Validity : None Ex ia G Zone 0 (Korea) / Validity : None Ex ia G Zone 0 (North America) / Validity : None Ex ia G Zone 0 (United Kingdom) / Validity : None Ex nA G Zone 2 (Europa) / Validity : None Ex nA G Zone 2 (International) / Validity : None Ex nA G Zone 2 (United Kingdom) / Validity : None Ex ia G Zone 0 (Europa) / Validity : None Ex ia G Zone 0 (International) / Validity : None Ex ia G Zone 0 (Korea) / Validity : None Ex ia G Zone 0 (North America) / Validity : None Ex ia G Zone 0 (United Kingdom) / Validity : None Ex nA G Zone 2 (Europa) / Validity : None Ex nA G Zone 2 (International) / Validity : None Ex nA G Zone 2 (United Kingdom) / Validity : None Ex ia G Zone 0 (Europa) / Validity : None Ex ia G Zone 0 (International) / Validity : None Ex ia G Zone 0 (Korea) / Validity : None Ex ia G Zone 0 (North America) / Validity : None Ex ia G Zone 0 (United Kingdom) / Validity : None Ex nA G Zone 2 (Europa) / Validity : None Ex nA G Zone 2 (International) / Validity : None Ex nA G Zone 2 (United Kingdom) / Validity : None Ex ia G Zone 0 (Europa) / Validity : None Ex ia G Zone 0 (International) / Validity : None Ex ia G Zone 0 (Korea) / Validity : None Ex ia G Zone 0 (North America) / Validity : None Ex ia G Zone 0 (United Kingdom) / Validity : None Ex nA G Zone 2 (Europa) / Validity : None Ex nA G Zone 2 (International) / Validity : None Ex nA G Zone 2 (United Kingdom) / Validity : None Ex ia G Zone 0 (Europa) / Validity : None Ex ia G Zone 0 (International) / Validity : None Ex ia G Zone 0 (Korea) / Validity : None Ex ia G Zone 0 (North America) / Validity : None Ex ia G Zone 0 (United Kingdom) / Validity : None Ex nA G Zone 2 (Europa) / Validity : None Ex nA G Zone 2 (International) / Validity : None Ex nA G Zone 2 (United Kingdom) / Validity : None Ex ia G Zone 0 (Europa) / Validity : None Ex ia G Zone 0 (International) / Validity : None Ex ia G Zone 0 (North America) / Validity : None Ex ia G Zone 0 (United Kingdom) / Validity : None Ex nA G Zone 2 (Europa) / Validity : None Ex nA G Zone 2 (International) / Validity : None Ex nA G Zone 2 (United Kingdom) / Validity : None Ex ia G Zone 0 (Europa) / Validity : None Ex ia G Zone 0 (International) / Validity : None Ex ia G Zone 0 (North America) / Validity : None Ex ia G Zone 0 (United Kingdom) / Validity : None Ex nA G Zone 2 (Europa) / Validity : None Ex nA G Zone 2 (International) / Validity : None Ex nA G Zone 2 (United Kingdom) / Validity : None Ex ia G Zone 0 (Europa) / Validity : None Ex ia G Zone 0 (International) / Validity : None Ex ia G Zone 0 (North America) / Validity : None Ex ia G Zone 0 (United Kingdom) / Validity : None Ex nA G Zone 2 (Europa) / Validity : None Ex nA G Zone 2 (International) / Validity : None Ex nA G Zone 2 (United Kingdom) / Validity : None Ex ia G Zone 0 (Europa) / Validity : None Ex ia G Zone 0 (International) / Validity : None Ex ia G Zone 0 (Korea) / Validity : None Ex ia G Zone 0 (North America) / Validity : None Ex ia G Zone 0 (United Kingdom) / Validity : None Ex nA G Zone 2 (Europa) / Validity : None Ex nA G Zone 2 (International) / Validity : None Ex nA G Zone 2 (United Kingdom) / Validity : None Ex ia G Zone 0 (Europa) / Validity : None Ex ia G Zone 0 (International) / Validity : None Ex ia G Zone 0 (North America) / Validity : None Ex ia G Zone 0 (Russia, Belarus, Kyrgyzstan, Armenia, Kazakhstan) / Validity : 18.02.2026 Ex nA G Zone 2 (Europa) / Validity : None Ex nA G Zone 2 (International) / Validity : None Ex nA G Zone 2 (North America) / Validity : None Ex nA G Zone 2 (Russia, Belarus, Kyrgyzstan, Armenia, Kazakhstan) / Validity : 18.02.2026 | No | No | .
143-545-000-25x | 143-545-000-251 | DocManager | CP545-251 Piezoelectric Dynamic Pressure Sensor | CP545-251 | GaPO4 pressure sensor, matching IPC 704_511, -70°C to 560°C, 90 pC/bar, nominal pressure 0 to 50 bar, maximal pressure 100 bar, 4.1 m integral MI cable with braised adaptor at 1.14 m of transducer, Lemo type 0 connector, Ex approved | . | 90pC/bar | -70 | 560 | 2 | 10000 | LEMO type 0 | CPxxx, IPC707, GSI127, EC153, MA Seal, ABAxxx, JB105, JB116 | . |  |  |  | . | Switzerland |  |  |  | . | Dynamic Pressure Sensors | Dynamic pressure sensors (CP) | . | Ex ia G Zone 0 (Europa) / Validity : None Ex ia G Zone 0 (International) / Validity : None Ex ia G Zone 0 (Korea) / Validity : None Ex ia G Zone 0 (North America) / Validity : None Ex ia G Zone 0 (United Kingdom) / Validity : None Ex nA G Zone 2 (Europa) / Validity : None Ex nA G Zone 2 (International) / Validity : None Ex nA G Zone 2 (United Kingdom) / Validity : None Ex ia G Zone 0 (Europa) / Validity : None Ex ia G Zone 0 (International) / Validity : None Ex ia G Zone 0 (Korea) / Validity : None Ex ia G Zone 0 (North America) / Validity : None Ex ia G Zone 0 (United Kingdom) / Validity : None Ex nA G Zone 2 (Europa) / Validity : None Ex nA G Zone 2 (International) / Validity : None Ex nA G Zone 2 (United Kingdom) / Validity : None Ex ia G Zone 0 (Europa) / Validity : None Ex ia G Zone 0 (International) / Validity : None Ex ia G Zone 0 (Korea) / Validity : None Ex ia G Zone 0 (North America) / Validity : None Ex ia G Zone 0 (United Kingdom) / Validity : None Ex nA G Zone 2 (Europa) / Validity : None Ex nA G Zone 2 (International) / Validity : None Ex nA G Zone 2 (United Kingdom) / Validity : None Ex ia G Zone 0 (Europa) / Validity : None Ex ia G Zone 0 (International) / Validity : None Ex ia G Zone 0 (Korea) / Validity : None Ex ia G Zone 0 (North America) / Validity : None Ex ia G Zone 0 (United Kingdom) / Validity : None Ex nA G Zone 2 (Europa) / Validity : None Ex nA G Zone 2 (International) / Validity : None Ex nA G Zone 2 (United Kingdom) / Validity : None Ex ia G Zone 0 (Europa) / Validity : None Ex ia G Zone 0 (International) / Validity : None Ex ia G Zone 0 (Korea) / Validity : None Ex ia G Zone 0 (North America) / Validity : None Ex ia G Zone 0 (United Kingdom) / Validity : None Ex nA G Zone 2 (Europa) / Validity : None Ex nA G Zone 2 (International) / Validity : None Ex nA G Zone 2 (United Kingdom) / Validity : None Ex ia G Zone 0 (Europa) / Validity : None Ex ia G Zone 0 (International) / Validity : None Ex ia G Zone 0 (Korea) / Validity : None Ex ia G Zone 0 (North America) / Validity : None Ex ia G Zone 0 (United Kingdom) / Validity : None Ex nA G Zone 2 (Europa) / Validity : None Ex nA G Zone 2 (International) / Validity : None Ex nA G Zone 2 (United Kingdom) / Validity : None Ex ia G Zone 0 (Europa) / Validity : None Ex ia G Zone 0 (International) / Validity : None Ex ia G Zone 0 (Korea) / Validity : None Ex ia G Zone 0 (North America) / Validity : None Ex ia G Zone 0 (United Kingdom) / Validity : None Ex nA G Zone 2 (Europa) / Validity : None Ex nA G Zone 2 (International) / Validity : None Ex nA G Zone 2 (United Kingdom) / Validity : None Ex ia G Zone 0 (Europa) / Validity : None Ex ia G Zone 0 (International) / Validity : None Ex ia G Zone 0 (Korea) / Validity : None Ex ia G Zone 0 (North America) / Validity : None Ex ia G Zone 0 (United Kingdom) / Validity : None Ex nA G Zone 2 (Europa) / Validity : None Ex nA G Zone 2 (International) / Validity : None Ex nA G Zone 2 (United Kingdom) / Validity : None Ex ia G Zone 0 (Europa) / Validity : None Ex ia G Zone 0 (International) / Validity : None Ex ia G Zone 0 (Korea) / Validity : None Ex ia G Zone 0 (North America) / Validity : None Ex ia G Zone 0 (United Kingdom) / Validity : None Ex nA G Zone 2 (Europa) / Validity : None Ex nA G Zone 2 (International) / Validity : None Ex nA G Zone 2 (United Kingdom) / Validity : None Ex ia G Zone 0 (Europa) / Validity : None Ex ia G Zone 0 (International) / Validity : None Ex ia G Zone 0 (Korea) / Validity : None Ex ia G Zone 0 (North America) / Validity : None Ex ia G Zone 0 (United Kingdom) / Validity : None Ex nA G Zone 2 (Europa) / Validity : None Ex nA G Zone 2 (International) / Validity : None Ex nA G Zone 2 (United Kingdom) / Validity : None Ex ia G Zone 0 (Europa) / Validity : None Ex ia G Zone 0 (International) / Validity : None Ex ia G Zone 0 (Korea) / Validity : None Ex ia G Zone 0 (North America) / Validity : None Ex ia G Zone 0 (United Kingdom) / Validity : None Ex nA G Zone 2 (Europa) / Validity : None Ex nA G Zone 2 (International) / Validity : None Ex nA G Zone 2 (United Kingdom) / Validity : None Ex ia G Zone 0 (Europa) / Validity : None Ex ia G Zone 0 (International) / Validity : None Ex ia G Zone 0 (Korea) / Validity : None Ex ia G Zone 0 (North America) / Validity : None Ex ia G Zone 0 (United Kingdom) / Validity : None Ex nA G Zone 2 (Europa) / Validity : None Ex nA G Zone 2 (International) / Validity : None Ex nA G Zone 2 (United Kingdom) / Validity : None Ex ia G Zone 0 (Europa) / Validity : None Ex ia G Zone 0 (International) / Validity : None Ex ia G Zone 0 (Korea) / Validity : None Ex ia G Zone 0 (North America) / Validity : None Ex ia G Zone 0 (United Kingdom) / Validity : None Ex nA G Zone 2 (Europa) / Validity : None Ex nA G Zone 2 (International) / Validity : None Ex nA G Zone 2 (United Kingdom) / Validity : None Ex ia G Zone 0 (Europa) / Validity : None Ex ia G Zone 0 (International) / Validity : None Ex ia G Zone 0 (Korea) / Validity : None Ex ia G Zone 0 (North America) / Validity : None Ex ia G Zone 0 (United Kingdom) / Validity : None Ex nA G Zone 2 (Europa) / Validity : None Ex nA G Zone 2 (International) / Validity : None Ex nA G Zone 2 (United Kingdom) / Validity : None Ex ia G Zone 0 (Europa) / Validity : None Ex ia G Zone 0 (International) / Validity : None Ex ia G Zone 0 (Korea) / Validity : None Ex ia G Zone 0 (North America) / Validity : None Ex ia G Zone 0 (United Kingdom) / Validity : None Ex nA G Zone 2 (Europa) / Validity : None Ex nA G Zone 2 (International) / Validity : None Ex nA G Zone 2 (United Kingdom) / Validity : None Ex ia G Zone 0 (Europa) / Validity : None Ex ia G Zone 0 (International) / Validity : None Ex ia G Zone 0 (Korea) / Validity : None Ex ia G Zone 0 (North America) / Validity : None Ex ia G Zone 0 (United Kingdom) / Validity : None Ex nA G Zone 2 (Europa) / Validity : None Ex nA G Zone 2 (International) / Validity : None Ex nA G Zone 2 (United Kingdom) / Validity : None Ex ia G Zone 0 (Europa) / Validity : None Ex ia G Zone 0 (International) / Validity : None Ex ia G Zone 0 (Korea) / Validity : None Ex ia G Zone 0 (North America) / Validity : None Ex ia G Zone 0 (United Kingdom) / Validity : None Ex nA G Zone 2 (Europa) / Validity : None Ex nA G Zone 2 (International) / Validity : None Ex nA G Zone 2 (United Kingdom) / Validity : None Ex ia G Zone 0 (Europa) / Validity : None Ex ia G Zone 0 (International) / Validity : None Ex ia G Zone 0 (Korea) / Validity : None Ex ia G Zone 0 (North America) / Validity : None Ex ia G Zone 0 (United Kingdom) / Validity : None Ex nA G Zone 2 (Europa) / Validity : None Ex nA G Zone 2 (International) / Validity : None Ex nA G Zone 2 (United Kingdom) / Validity : None Ex ia G Zone 0 (Europa) / Validity : None Ex ia G Zone 0 (International) / Validity : None Ex ia G Zone 0 (Korea) / Validity : None Ex ia G Zone 0 (North America) / Validity : None Ex ia G Zone 0 (United Kingdom) / Validity : None Ex nA G Zone 2 (Europa) / Validity : None Ex nA G Zone 2 (International) / Validity : None Ex nA G Zone 2 (United Kingdom) / Validity : None Ex ia G Zone 0 (Europa) / Validity : None Ex ia G Zone 0 (International) / Validity : None Ex ia G Zone 0 (Korea) / Validity : None Ex ia G Zone 0 (North America) / Validity : None Ex ia G Zone 0 (United Kingdom) / Validity : None Ex nA G Zone 2 (Europa) / Validity : None Ex nA G Zone 2 (International) / Validity : None Ex nA G Zone 2 (United Kingdom) / Validity : None Ex ia G Zone 0 (Europa) / Validity : None Ex ia G Zone 0 (International) / Validity : None Ex ia G Zone 0 (Korea) / Validity : None Ex ia G Zone 0 (North America) / Validity : None Ex ia G Zone 0 (United Kingdom) / Validity : None Ex nA G Zone 2 (Europa) / Validity : None Ex nA G Zone 2 (International) / Validity : None Ex nA G Zone 2 (United Kingdom) / Validity : None Ex ia G Zone 0 (Europa) / Validity : None Ex ia G Zone 0 (International) / Validity : None Ex ia G Zone 0 (Korea) / Validity : None Ex ia G Zone 0 (North America) / Validity : None Ex ia G Zone 0 (United Kingdom) / Validity : None Ex nA G Zone 2 (Europa) / Validity : None Ex nA G Zone 2 (International) / Validity : None Ex nA G Zone 2 (United Kingdom) / Validity : None Ex ia G Zone 0 (Europa) / Validity : None Ex ia G Zone 0 (International) / Validity : None Ex ia G Zone 0 (Korea) / Validity : None Ex ia G Zone 0 (North America) / Validity : None Ex ia G Zone 0 (United Kingdom) / Validity : None Ex nA G Zone 2 (Europa) / Validity : None Ex nA G Zone 2 (International) / Validity : None Ex nA G Zone 2 (United Kingdom) / Validity : None Ex ia G Zone 0 (Europa) / Validity : None Ex ia G Zone 0 (International) / Validity : None Ex ia G Zone 0 (Korea) / Validity : None Ex ia G Zone 0 (North America) / Validity : None Ex ia G Zone 0 (United Kingdom) / Validity : None Ex nA G Zone 2 (Europa) / Validity : None Ex nA G Zone 2 (International) / Validity : None Ex nA G Zone 2 (United Kingdom) / Validity : None Ex ia G Zone 0 (Europa) / Validity : None Ex ia G Zone 0 (International) / Validity : None Ex ia G Zone 0 (Korea) / Validity : None Ex ia G Zone 0 (North America) / Validity : None Ex ia G Zone 0 (United Kingdom) / Validity : None Ex nA G Zone 2 (Europa) / Validity : None Ex nA G Zone 2 (International) / Validity : None Ex nA G Zone 2 (United Kingdom) / Validity : None Ex ia G Zone 0 (Europa) / Validity : None Ex ia G Zone 0 (International) / Validity : None Ex ia G Zone 0 (North America) / Validity : None Ex ia G Zone 0 (United Kingdom) / Validity : None Ex nA G Zone 2 (Europa) / Validity : None Ex nA G Zone 2 (International) / Validity : None Ex nA G Zone 2 (United Kingdom) / Validity : None Ex ia G Zone 0 (Europa) / Validity : None Ex ia G Zone 0 (International) / Validity : None Ex ia G Zone 0 (North America) / Validity : None Ex ia G Zone 0 (United Kingdom) / Validity : None Ex nA G Zone 2 (Europa) / Validity : None Ex nA G Zone 2 (International) / Validity : None Ex nA G Zone 2 (United Kingdom) / Validity : None Ex ia G Zone 0 (Europa) / Validity : None Ex ia G Zone 0 (International) / Validity : None Ex ia G Zone 0 (North America) / Validity : None Ex ia G Zone 0 (United Kingdom) / Validity : None Ex nA G Zone 2 (Europa) / Validity : None Ex nA G Zone 2 (International) / Validity : None Ex nA G Zone 2 (United Kingdom) / Validity : None Ex ia G Zone 0 (Europa) / Validity : None Ex ia G Zone 0 (International) / Validity : None Ex ia G Zone 0 (North America) / Validity : None Ex ia G Zone 0 (United Kingdom) / Validity : None Ex nA G Zone 2 (Europa) / Validity : None Ex nA G Zone 2 (International) / Validity : None Ex nA G Zone 2 (United Kingdom) / Validity : None Ex ia G Zone 0 (Europa) / Validity : None Ex ia G Zone 0 (International) / Validity : None Ex ia G Zone 0 (Korea) / Validity : None Ex ia G Zone 0 (North America) / Validity : None Ex ia G Zone 0 (United Kingdom) / Validity : None Ex nA G Zone 2 (Europa) / Validity : None Ex nA G Zone 2 (International) / Validity : None Ex nA G Zone 2 (United Kingdom) / Validity : None Ex ia G Zone 0 (Europa) / Validity : None Ex ia G Zone 0 (International) / Validity : None Ex ia G Zone 0 (Korea) / Validity : None Ex ia G Zone 0 (North America) / Validity : None Ex ia G Zone 0 (United Kingdom) / Validity : None Ex nA G Zone 2 (Europa) / Validity : None Ex nA G Zone 2 (International) / Validity : None Ex nA G Zone 2 (United Kingdom) / Validity : None Ex ia G Zone 0 (Europa) / Validity : None Ex ia G Zone 0 (International) / Validity : None Ex ia G Zone 0 (Korea) / Validity : None Ex ia G Zone 0 (North America) / Validity : None Ex ia G Zone 0 (United Kingdom) / Validity : None Ex nA G Zone 2 (Europa) / Validity : None Ex nA G Zone 2 (International) / Validity : None Ex nA G Zone 2 (United Kingdom) / Validity : None Ex ia G Zone 0 (Europa) / Validity : None Ex ia G Zone 0 (International) / Validity : None Ex ia G Zone 0 (Korea) / Validity : None Ex ia G Zone 0 (North America) / Validity : None Ex ia G Zone 0 (United Kingdom) / Validity : None Ex nA G Zone 2 (Europa) / Validity : None Ex nA G Zone 2 (International) / Validity : None Ex nA G Zone 2 (United Kingdom) / Validity : None Ex ia G Zone 0 (Europa) / Validity : None Ex ia G Zone 0 (International) / Validity : None Ex ia G Zone 0 (Korea) / Validity : None Ex ia G Zone 0 (North America) / Validity : None Ex ia G Zone 0 (United Kingdom) / Validity : None Ex nA G Zone 2 (Europa) / Validity : None Ex nA G Zone 2 (International) / Validity : None Ex nA G Zone 2 (United Kingdom) / Validity : None Ex ia G Zone 0 (Europa) / Validity : None Ex ia G Zone 0 (International) / Validity : None Ex ia G Zone 0 (Korea) / Validity : None Ex ia G Zone 0 (North America) / Validity : None Ex ia G Zone 0 (United Kingdom) / Validity : None Ex ib G Zone 1 (Japan) / Validity : 22.08.2025 Ex nA G Zone 2 (Europa) / Validity : None Ex nA G Zone 2 (International) / Validity : None Ex nA G Zone 2 (United Kingdom) / Validity : None Ex ia G Zone 0 (Europa) / Validity : None Ex ia G Zone 0 (International) / Validity : None Ex ia G Zone 0 (Korea) / Validity : None Ex ia G Zone 0 (North America) / Validity : None Ex ia G Zone 0 (United Kingdom) / Validity : None Ex nA G Zone 2 (Europa) / Validity : None Ex nA G Zone 2 (International) / Validity : None Ex nA G Zone 2 (United Kingdom) / Validity : None Ex ia G Zone 0 (Europa) / Validity : None Ex ia G Zone 0 (International) / Validity : None Ex ia G Zone 0 (Korea) / Validity : None Ex ia G Zone 0 (North America) / Validity : None Ex ia G Zone 0 (United Kingdom) / Validity : None Ex nA G Zone 2 (Europa) / Validity : None Ex nA G Zone 2 (International) / Validity : None Ex nA G Zone 2 (United Kingdom) / Validity : None Ex ia G Zone 0 (Europa) / Validity : None Ex ia G Zone 0 (International) / Validity : None Ex ia G Zone 0 (Korea) / Validity : None Ex ia G Zone 0 (North America) / Validity : None Ex ia G Zone 0 (United Kingdom) / Validity : None Ex ib G Zone 1 (Japan) / Validity : 24.05.2024 Ex nA G Zone 2 (Europa) / Validity : None Ex nA G Zone 2 (International) / Validity : None Ex nA G Zone 2 (United Kingdom) / Validity : None Ex ia G Zone 0 (Europa) / Validity : None Ex ia G Zone 0 (International) / Validity : None Ex ia G Zone 0 (Korea) / Validity : None Ex ia G Zone 0 (North America) / Validity : None Ex ia G Zone 0 (United Kingdom) / Validity : None Ex nA G Zone 2 (Europa) / Validity : None Ex nA G Zone 2 (International) / Validity : None Ex nA G Zone 2 (United Kingdom) / Validity : None Ex ia G Zone 0 (Europa) / Validity : None Ex ia G Zone 0 (International) / Validity : None Ex ia G Zone 0 (Korea) / Validity : None Ex ia G Zone 0 (North America) / Validity : None Ex ia G Zone 0 (United Kingdom) / Validity : None Ex nA G Zone 2 (Europa) / Validity : None Ex nA G Zone 2 (International) / Validity : None Ex nA G Zone 2 (United Kingdom) / Validity : None Ex ia G Zone 0 (Europa) / Validity : None Ex ia G Zone 0 (International) / Validity : None Ex ia G Zone 0 (Korea) / Validity : None Ex ia G Zone 0 (North America) / Validity : None Ex ia G Zone 0 (United Kingdom) / Validity : None Ex nA G Zone 2 (Europa) / Validity : None Ex nA G Zone 2 (International) / Validity : None Ex nA G Zone 2 (United Kingdom) / Validity : None Ex ia G Zone 0 (Europa) / Validity : None Ex ia G Zone 0 (International) / Validity : None Ex ia G Zone 0 (Korea) / Validity : None Ex ia G Zone 0 (North America) / Validity : None Ex ia G Zone 0 (United Kingdom) / Validity : None Ex nA G Zone 2 (Europa) / Validity : None Ex nA G Zone 2 (International) / Validity : None Ex nA G Zone 2 (United Kingdom) / Validity : None Ex ia G Zone 0 (Europa) / Validity : None Ex ia G Zone 0 (International) / Validity : None Ex ia G Zone 0 (Korea) / Validity : None Ex ia G Zone 0 (North America) / Validity : None Ex ia G Zone 0 (United Kingdom) / Validity : None Ex nA G Zone 2 (Europa) / Validity : None Ex nA G Zone 2 (International) / Validity : None Ex nA G Zone 2 (United Kingdom) / Validity : None Ex ia G Zone 0 (Europa) / Validity : None Ex ia G Zone 0 (International) / Validity : None Ex ia G Zone 0 (Korea) / Validity : None Ex ia G Zone 0 (North America) / Validity : None Ex ia G Zone 0 (United Kingdom) / Validity : None Ex nA G Zone 2 (Europa) / Validity : None Ex nA G Zone 2 (International) / Validity : None Ex nA G Zone 2 (United Kingdom) / Validity : None Ex ia G Zone 0 (Europa) / Validity : None Ex ia G Zone 0 (International) / Validity : None Ex ia G Zone 0 (Korea) / Validity : None Ex ia G Zone 0 (North America) / Validity : None Ex ia G Zone 0 (United Kingdom) / Validity : None Ex nA G Zone 2 (Europa) / Validity : None Ex nA G Zone 2 (International) / Validity : None Ex nA G Zone 2 (United Kingdom) / Validity : None Ex ia G Zone 0 (Europa) / Validity : None Ex ia G Zone 0 (International) / Validity : None Ex ia G Zone 0 (Korea) / Validity : None Ex ia G Zone 0 (North America) / Validity : None Ex ia G Zone 0 (United Kingdom) / Validity : None Ex nA G Zone 2 (Europa) / Validity : None Ex nA G Zone 2 (International) / Validity : None Ex nA G Zone 2 (United Kingdom) / Validity : None Ex ia G Zone 0 (Europa) / Validity : None Ex ia G Zone 0 (International) / Validity : None Ex ia G Zone 0 (Korea) / Validity : None Ex ia G Zone 0 (North America) / Validity : None Ex ia G Zone 0 (United Kingdom) / Validity : None Ex nA G Zone 2 (Europa) / Validity : None Ex nA G Zone 2 (International) / Validity : None Ex nA G Zone 2 (United Kingdom) / Validity : None Ex ia G Zone 0 (Europa) / Validity : None Ex ia G Zone 0 (International) / Validity : None Ex ia G Zone 0 (Korea) / Validity : None Ex ia G Zone 0 (North America) / Validity : None Ex ia G Zone 0 (United Kingdom) / Validity : None Ex nA G Zone 2 (Europa) / Validity : None Ex nA G Zone 2 (International) / Validity : None Ex nA G Zone 2 (United Kingdom) / Validity : None Ex ia G Zone 0 (Europa) / Validity : None Ex ia G Zone 0 (International) / Validity : None Ex ia G Zone 0 (Korea) / Validity : None Ex ia G Zone 0 (North America) / Validity : None Ex ia G Zone 0 (United Kingdom) / Validity : None Ex nA G Zone 2 (Europa) / Validity : None Ex nA G Zone 2 (International) / Validity : None Ex nA G Zone 2 (United Kingdom) / Validity : None Ex ia G Zone 0 (Europa) / Validity : None Ex ia G Zone 0 (International) / Validity : None Ex ia G Zone 0 (Korea) / Validity : None Ex ia G Zone 0 (North America) / Validity : None Ex ia G Zone 0 (United Kingdom) / Validity : None Ex nA G Zone 2 (Europa) / Validity : None Ex nA G Zone 2 (International) / Validity : None Ex nA G Zone 2 (United Kingdom) / Validity : None Ex ia G Zone 0 (Europa) / Validity : None Ex ia G Zone 0 (International) / Validity : None Ex ia G Zone 0 (Korea) / Validity : None Ex ia G Zone 0 (North America) / Validity : None Ex ia G Zone 0 (United Kingdom) / Validity : None Ex nA G Zone 2 (Europa) / Validity : None Ex nA G Zone 2 (International) / Validity : None Ex nA G Zone 2 (United Kingdom) / Validity : None Ex ia G Zone 0 (Europa) / Validity : None Ex ia G Zone 0 (International) / Validity : None Ex ia G Zone 0 (Korea) / Validity : None Ex ia G Zone 0 (North America) / Validity : None Ex ia G Zone 0 (United Kingdom) / Validity : None Ex nA G Zone 2 (Europa) / Validity : None Ex nA G Zone 2 (International) / Validity : None Ex nA G Zone 2 (United Kingdom) / Validity : None Ex ia G Zone 0 (Europa) / Validity : None Ex ia G Zone 0 (International) / Validity : None Ex ia G Zone 0 (Korea) / Validity : None Ex ia G Zone 0 (North America) / Validity : None Ex ia G Zone 0 (United Kingdom) / Validity : None Ex nA G Zone 2 (Europa) / Validity : None Ex nA G Zone 2 (International) / Validity : None Ex nA G Zone 2 (United Kingdom) / Validity : None Ex ia G Zone 0 (Europa) / Validity : None Ex ia G Zone 0 (International) / Validity : None Ex ia G Zone 0 (Korea) / Validity : None Ex ia G Zone 0 (North America) / Validity : None Ex ia G Zone 0 (United Kingdom) / Validity : None Ex nA G Zone 2 (Europa) / Validity : None Ex nA G Zone 2 (International) / Validity : None Ex nA G Zone 2 (United Kingdom) / Validity : None Ex ia G Zone 0 (Europa) / Validity : None Ex ia G Zone 0 (International) / Validity : None Ex ia G Zone 0 (Korea) / Validity : None Ex ia G Zone 0 (North America) / Validity : None Ex ia G Zone 0 (United Kingdom) / Validity : None Ex nA G Zone 2 (Europa) / Validity : None Ex nA G Zone 2 (International) / Validity : None Ex nA G Zone 2 (United Kingdom) / Validity : None Ex ia G Zone 0 (Europa) / Validity : None Ex ia G Zone 0 (International) / Validity : None Ex ia G Zone 0 (Korea) / Validity : None Ex ia G Zone 0 (North America) / Validity : None Ex ia G Zone 0 (United Kingdom) / Validity : None Ex nA G Zone 2 (Europa) / Validity : None Ex nA G Zone 2 (International) / Validity : None Ex nA G Zone 2 (United Kingdom) / Validity : None Ex ia G Zone 0 (Europa) / Validity : None Ex ia G Zone 0 (International) / Validity : None Ex ia G Zone 0 (North America) / Validity : None Ex ia G Zone 0 (United Kingdom) / Validity : None Ex nA G Zone 2 (Europa) / Validity : None Ex nA G Zone 2 (International) / Validity : None Ex nA G Zone 2 (United Kingdom) / Validity : None Ex ia G Zone 0 (Europa) / Validity : None Ex ia G Zone 0 (International) / Validity : None Ex ia G Zone 0 (North America) / Validity : None Ex ia G Zone 0 (United Kingdom) / Validity : None Ex nA G Zone 2 (Europa) / Validity : None Ex nA G Zone 2 (International) / Validity : None Ex nA G Zone 2 (United Kingdom) / Validity : None Ex ia G Zone 0 (Europa) / Validity : None Ex ia G Zone 0 (International) / Validity : None Ex ia G Zone 0 (North America) / Validity : None Ex ia G Zone 0 (United Kingdom) / Validity : None Ex nA G Zone 2 (Europa) / Validity : None Ex nA G Zone 2 (International) / Validity : None Ex nA G Zone 2 (United Kingdom) / Validity : None Ex ia G Zone 0 (Europa) / Validity : None Ex ia G Zone 0 (International) / Validity : None Ex ia G Zone 0 (Korea) / Validity : None Ex ia G Zone 0 (North America) / Validity : None Ex ia G Zone 0 (United Kingdom) / Validity : None Ex nA G Zone 2 (Europa) / Validity : None Ex nA G Zone 2 (International) / Validity : None Ex nA G Zone 2 (United Kingdom) / Validity : None Ex ia G Zone 0 (Europa) / Validity : None Ex ia G Zone 0 (International) / Validity : None Ex ia G Zone 0 (North America) / Validity : None Ex ia G Zone 0 (Russia, Belarus, Kyrgyzstan, Armenia, Kazakhstan) / Validity : 18.02.2026 Ex nA G Zone 2 (Europa) / Validity : None Ex nA G Zone 2 (International) / Validity : None Ex nA G Zone 2 (North America) / Validity : None Ex nA G Zone 2 (Russia, Belarus, Kyrgyzstan, Armenia, Kazakhstan) / Validity : 18.02.2026 | No | No | .
143-546-000-01x | 143-546-000-011 | DocManager | CP546-011 Piezoelectric Dynamic Pressure Sensor | CP546-011 | GaPO4 pressure sensor, matching IPC 704_511,-70°C to 650°C, 90 pC/bar, nominal pressure 0 to 50 bar, maximal pressure 100 bar, 1060 mm integral MI cable, Lemo type 0 connector, Ex approved | . | 90pC/bar | -70 | 650 | 2 | 10000 | LEMO type 0 | CPxxx, IPC707, GSI127, EC153, MA Seal, ABAxxx, JB105, JB116 | . |  |  |  | . | Switzerland |  |  |  | . | Dynamic Pressure Sensors | Dynamic pressure sensors (CP) | . | Ex ia G Zone 0 (Europa) / Validity : None Ex ia G Zone 0 (International) / Validity : None Ex ia G Zone 0 (Korea) / Validity : None Ex ia G Zone 0 (North America) / Validity : None Ex ia G Zone 0 (United Kingdom) / Validity : None Ex nA G Zone 2 (Europa) / Validity : None Ex nA G Zone 2 (International) / Validity : None Ex nA G Zone 2 (United Kingdom) / Validity : None Ex ia G Zone 0 (Europa) / Validity : None Ex ia G Zone 0 (International) / Validity : None Ex ia G Zone 0 (Korea) / Validity : None Ex ia G Zone 0 (North America) / Validity : None Ex ia G Zone 0 (United Kingdom) / Validity : None Ex nA G Zone 2 (Europa) / Validity : None Ex nA G Zone 2 (International) / Validity : None Ex nA G Zone 2 (United Kingdom) / Validity : None Ex ia G Zone 0 (Europa) / Validity : None Ex ia G Zone 0 (International) / Validity : None Ex ia G Zone 0 (Korea) / Validity : None Ex ia G Zone 0 (North America) / Validity : None Ex ia G Zone 0 (United Kingdom) / Validity : None Ex nA G Zone 2 (Europa) / Validity : None Ex nA G Zone 2 (International) / Validity : None Ex nA G Zone 2 (United Kingdom) / Validity : None Ex ia G Zone 0 (Europa) / Validity : None Ex ia G Zone 0 (International) / Validity : None Ex ia G Zone 0 (Korea) / Validity : None Ex ia G Zone 0 (North America) / Validity : None Ex ia G Zone 0 (United Kingdom) / Validity : None Ex nA G Zone 2 (Europa) / Validity : None Ex nA G Zone 2 (International) / Validity : None Ex nA G Zone 2 (United Kingdom) / Validity : None Ex ia G Zone 0 (Europa) / Validity : None Ex ia G Zone 0 (International) / Validity : None Ex ia G Zone 0 (Korea) / Validity : None Ex ia G Zone 0 (North America) / Validity : None Ex ia G Zone 0 (United Kingdom) / Validity : None Ex nA G Zone 2 (Europa) / Validity : None Ex nA G Zone 2 (International) / Validity : None Ex nA G Zone 2 (United Kingdom) / Validity : None Ex ia G Zone 0 (Europa) / Validity : None Ex ia G Zone 0 (International) / Validity : None Ex ia G Zone 0 (Korea) / Validity : None Ex ia G Zone 0 (North America) / Validity : None Ex ia G Zone 0 (United Kingdom) / Validity : None Ex nA G Zone 2 (Europa) / Validity : None Ex nA G Zone 2 (International) / Validity : None Ex nA G Zone 2 (United Kingdom) / Validity : None Ex ia G Zone 0 (Europa) / Validity : None Ex ia G Zone 0 (International) / Validity : None Ex ia G Zone 0 (Korea) / Validity : None Ex ia G Zone 0 (North America) / Validity : None Ex ia G Zone 0 (United Kingdom) / Validity : None Ex nA G Zone 2 (Europa) / Validity : None Ex nA G Zone 2 (International) / Validity : None Ex nA G Zone 2 (United Kingdom) / Validity : None Ex ia G Zone 0 (Europa) / Validity : None Ex ia G Zone 0 (International) / Validity : None Ex ia G Zone 0 (Korea) / Validity : None Ex ia G Zone 0 (North America) / Validity : None Ex ia G Zone 0 (United Kingdom) / Validity : None Ex nA G Zone 2 (Europa) / Validity : None Ex nA G Zone 2 (International) / Validity : None Ex nA G Zone 2 (United Kingdom) / Validity : None Ex ia G Zone 0 (Europa) / Validity : None Ex ia G Zone 0 (International) / Validity : None Ex ia G Zone 0 (Korea) / Validity : None Ex ia G Zone 0 (North America) / Validity : None Ex ia G Zone 0 (United Kingdom) / Validity : None Ex nA G Zone 2 (Europa) / Validity : None Ex nA G Zone 2 (International) / Validity : None Ex nA G Zone 2 (United Kingdom) / Validity : None Ex ia G Zone 0 (Europa) / Validity : None Ex ia G Zone 0 (International) / Validity : None Ex ia G Zone 0 (Korea) / Validity : None Ex ia G Zone 0 (North America) / Validity : None Ex ia G Zone 0 (United Kingdom) / Validity : None Ex nA G Zone 2 (Europa) / Validity : None Ex nA G Zone 2 (International) / Validity : None Ex nA G Zone 2 (United Kingdom) / Validity : None Ex ia G Zone 0 (Europa) / Validity : None Ex ia G Zone 0 (International) / Validity : None Ex ia G Zone 0 (Korea) / Validity : None Ex ia G Zone 0 (North America) / Validity : None Ex ia G Zone 0 (United Kingdom) / Validity : None Ex nA G Zone 2 (Europa) / Validity : None Ex nA G Zone 2 (International) / Validity : None Ex nA G Zone 2 (United Kingdom) / Validity : None Ex ia G Zone 0 (Europa) / Validity : None Ex ia G Zone 0 (International) / Validity : None Ex ia G Zone 0 (Korea) / Validity : None Ex ia G Zone 0 (North America) / Validity : None Ex ia G Zone 0 (United Kingdom) / Validity : None Ex nA G Zone 2 (Europa) / Validity : None Ex nA G Zone 2 (International) / Validity : None Ex nA G Zone 2 (United Kingdom) / Validity : None Ex ia G Zone 0 (Europa) / Validity : None Ex ia G Zone 0 (International) / Validity : None Ex ia G Zone 0 (Korea) / Validity : None Ex ia G Zone 0 (North America) / Validity : None Ex ia G Zone 0 (United Kingdom) / Validity : None Ex nA G Zone 2 (Europa) / Validity : None Ex nA G Zone 2 (International) / Validity : None Ex nA G Zone 2 (United Kingdom) / Validity : None Ex ia G Zone 0 (Europa) / Validity : None Ex ia G Zone 0 (International) / Validity : None Ex ia G Zone 0 (Korea) / Validity : None Ex ia G Zone 0 (North America) / Validity : None Ex ia G Zone 0 (United Kingdom) / Validity : None Ex nA G Zone 2 (Europa) / Validity : None Ex nA G Zone 2 (International) / Validity : None Ex nA G Zone 2 (United Kingdom) / Validity : None Ex ia G Zone 0 (Europa) / Validity : None Ex ia G Zone 0 (International) / Validity : None Ex ia G Zone 0 (Korea) / Validity : None Ex ia G Zone 0 (North America) / Validity : None Ex ia G Zone 0 (United Kingdom) / Validity : None Ex nA G Zone 2 (Europa) / Validity : None Ex nA G Zone 2 (International) / Validity : None Ex nA G Zone 2 (United Kingdom) / Validity : None Ex ia G Zone 0 (Europa) / Validity : None Ex ia G Zone 0 (International) / Validity : None Ex ia G Zone 0 (Korea) / Validity : None Ex ia G Zone 0 (North America) / Validity : None Ex ia G Zone 0 (United Kingdom) / Validity : None Ex nA G Zone 2 (Europa) / Validity : None Ex nA G Zone 2 (International) / Validity : None Ex nA G Zone 2 (United Kingdom) / Validity : None Ex ia G Zone 0 (Europa) / Validity : None Ex ia G Zone 0 (International) / Validity : None Ex ia G Zone 0 (Korea) / Validity : None Ex ia G Zone 0 (North America) / Validity : None Ex ia G Zone 0 (United Kingdom) / Validity : None Ex nA G Zone 2 (Europa) / Validity : None Ex nA G Zone 2 (International) / Validity : None Ex nA G Zone 2 (United Kingdom) / Validity : None Ex ia G Zone 0 (Europa) / Validity : None Ex ia G Zone 0 (International) / Validity : None Ex ia G Zone 0 (Korea) / Validity : None Ex ia G Zone 0 (North America) / Validity : None Ex ia G Zone 0 (United Kingdom) / Validity : None Ex nA G Zone 2 (Europa) / Validity : None Ex nA G Zone 2 (International) / Validity : None Ex nA G Zone 2 (United Kingdom) / Validity : None Ex ia G Zone 0 (Europa) / Validity : None Ex ia G Zone 0 (International) / Validity : None Ex ia G Zone 0 (Korea) / Validity : None Ex ia G Zone 0 (North America) / Validity : None Ex ia G Zone 0 (United Kingdom) / Validity : None Ex nA G Zone 2 (Europa) / Validity : None Ex nA G Zone 2 (International) / Validity : None Ex nA G Zone 2 (United Kingdom) / Validity : None Ex ia G Zone 0 (Europa) / Validity : None Ex ia G Zone 0 (International) / Validity : None Ex ia G Zone 0 (Korea) / Validity : None Ex ia G Zone 0 (North America) / Validity : None Ex ia G Zone 0 (United Kingdom) / Validity : None Ex nA G Zone 2 (Europa) / Validity : None Ex nA G Zone 2 (International) / Validity : None Ex nA G Zone 2 (United Kingdom) / Validity : None Ex ia G Zone 0 (Europa) / Validity : None Ex ia G Zone 0 (International) / Validity : None Ex ia G Zone 0 (Korea) / Validity : None Ex ia G Zone 0 (North America) / Validity : None Ex ia G Zone 0 (United Kingdom) / Validity : None Ex nA G Zone 2 (Europa) / Validity : None Ex nA G Zone 2 (International) / Validity : None Ex nA G Zone 2 (United Kingdom) / Validity : None Ex ia G Zone 0 (Europa) / Validity : None Ex ia G Zone 0 (International) / Validity : None Ex ia G Zone 0 (Korea) / Validity : None Ex ia G Zone 0 (North America) / Validity : None Ex ia G Zone 0 (United Kingdom) / Validity : None Ex nA G Zone 2 (Europa) / Validity : None Ex nA G Zone 2 (International) / Validity : None Ex nA G Zone 2 (United Kingdom) / Validity : None Ex ia G Zone 0 (Europa) / Validity : None Ex ia G Zone 0 (International) / Validity : None Ex ia G Zone 0 (Korea) / Validity : None Ex ia G Zone 0 (North America) / Validity : None Ex ia G Zone 0 (United Kingdom) / Validity : None Ex nA G Zone 2 (Europa) / Validity : None Ex nA G Zone 2 (International) / Validity : None Ex nA G Zone 2 (United Kingdom) / Validity : None Ex ia G Zone 0 (Europa) / Validity : None Ex ia G Zone 0 (International) / Validity : None Ex ia G Zone 0 (Korea) / Validity : None Ex ia G Zone 0 (North America) / Validity : None Ex ia G Zone 0 (United Kingdom) / Validity : None Ex nA G Zone 2 (Europa) / Validity : None Ex nA G Zone 2 (International) / Validity : None Ex nA G Zone 2 (United Kingdom) / Validity : None Ex ia G Zone 0 (Europa) / Validity : None Ex ia G Zone 0 (International) / Validity : None Ex ia G Zone 0 (Korea) / Validity : None Ex ia G Zone 0 (North America) / Validity : None Ex ia G Zone 0 (United Kingdom) / Validity : None Ex nA G Zone 2 (Europa) / Validity : None Ex nA G Zone 2 (International) / Validity : None Ex nA G Zone 2 (United Kingdom) / Validity : None Ex ia G Zone 0 (Europa) / Validity : None Ex ia G Zone 0 (International) / Validity : None Ex ia G Zone 0 (North America) / Validity : None Ex ia G Zone 0 (United Kingdom) / Validity : None Ex nA G Zone 2 (Europa) / Validity : None Ex nA G Zone 2 (International) / Validity : None Ex nA G Zone 2 (United Kingdom) / Validity : None Ex ia G Zone 0 (Europa) / Validity : None Ex ia G Zone 0 (International) / Validity : None Ex ia G Zone 0 (North America) / Validity : None Ex ia G Zone 0 (United Kingdom) / Validity : None Ex nA G Zone 2 (Europa) / Validity : None Ex nA G Zone 2 (International) / Validity : None Ex nA G Zone 2 (United Kingdom) / Validity : None Ex ia G Zone 0 (Europa) / Validity : None Ex ia G Zone 0 (International) / Validity : None Ex ia G Zone 0 (North America) / Validity : None Ex ia G Zone 0 (United Kingdom) / Validity : None Ex nA G Zone 2 (Europa) / Validity : None Ex nA G Zone 2 (International) / Validity : None Ex nA G Zone 2 (United Kingdom) / Validity : None Ex ia G Zone 0 (Europa) / Validity : None Ex ia G Zone 0 (International) / Validity : None Ex ia G Zone 0 (North America) / Validity : None Ex ia G Zone 0 (United Kingdom) / Validity : None Ex nA G Zone 2 (Europa) / Validity : None Ex nA G Zone 2 (International) / Validity : None Ex nA G Zone 2 (United Kingdom) / Validity : None Ex ia G Zone 0 (Europa) / Validity : None Ex ia G Zone 0 (International) / Validity : None Ex ia G Zone 0 (Korea) / Validity : None Ex ia G Zone 0 (North America) / Validity : None Ex ia G Zone 0 (United Kingdom) / Validity : None Ex nA G Zone 2 (Europa) / Validity : None Ex nA G Zone 2 (International) / Validity : None Ex nA G Zone 2 (United Kingdom) / Validity : None Ex ia G Zone 0 (Europa) / Validity : None Ex ia G Zone 0 (International) / Validity : None Ex ia G Zone 0 (Korea) / Validity : None Ex ia G Zone 0 (North America) / Validity : None Ex ia G Zone 0 (United Kingdom) / Validity : None Ex nA G Zone 2 (Europa) / Validity : None Ex nA G Zone 2 (International) / Validity : None Ex nA G Zone 2 (United Kingdom) / Validity : None Ex ia G Zone 0 (Europa) / Validity : None Ex ia G Zone 0 (International) / Validity : None Ex ia G Zone 0 (Korea) / Validity : None Ex ia G Zone 0 (North America) / Validity : None Ex ia G Zone 0 (United Kingdom) / Validity : None Ex nA G Zone 2 (Europa) / Validity : None Ex nA G Zone 2 (International) / Validity : None Ex nA G Zone 2 (United Kingdom) / Validity : None Ex ia G Zone 0 (Europa) / Validity : None Ex ia G Zone 0 (International) / Validity : None Ex ia G Zone 0 (Korea) / Validity : None Ex ia G Zone 0 (North America) / Validity : None Ex ia G Zone 0 (United Kingdom) / Validity : None Ex nA G Zone 2 (Europa) / Validity : None Ex nA G Zone 2 (International) / Validity : None Ex nA G Zone 2 (United Kingdom) / Validity : None Ex ia G Zone 0 (Europa) / Validity : None Ex ia G Zone 0 (International) / Validity : None Ex ia G Zone 0 (Korea) / Validity : None Ex ia G Zone 0 (North America) / Validity : None Ex ia G Zone 0 (United Kingdom) / Validity : None Ex nA G Zone 2 (Europa) / Validity : None Ex nA G Zone 2 (International) / Validity : None Ex nA G Zone 2 (United Kingdom) / Validity : None Ex ia G Zone 0 (Europa) / Validity : None Ex ia G Zone 0 (International) / Validity : None Ex ia G Zone 0 (Korea) / Validity : None Ex ia G Zone 0 (North America) / Validity : None Ex ia G Zone 0 (United Kingdom) / Validity : None Ex ib G Zone 1 (Japan) / Validity : 22.08.2025 Ex nA G Zone 2 (Europa) / Validity : None Ex nA G Zone 2 (International) / Validity : None Ex nA G Zone 2 (United Kingdom) / Validity : None Ex ia G Zone 0 (Europa) / Validity : None Ex ia G Zone 0 (International) / Validity : None Ex ia G Zone 0 (Korea) / Validity : None Ex ia G Zone 0 (North America) / Validity : None Ex ia G Zone 0 (United Kingdom) / Validity : None Ex nA G Zone 2 (Europa) / Validity : None Ex nA G Zone 2 (International) / Validity : None Ex nA G Zone 2 (United Kingdom) / Validity : None Ex ia G Zone 0 (Europa) / Validity : None Ex ia G Zone 0 (International) / Validity : None Ex ia G Zone 0 (Korea) / Validity : None Ex ia G Zone 0 (North America) / Validity : None Ex ia G Zone 0 (United Kingdom) / Validity : None Ex nA G Zone 2 (Europa) / Validity : None Ex nA G Zone 2 (International) / Validity : None Ex nA G Zone 2 (United Kingdom) / Validity : None Ex ia G Zone 0 (Europa) / Validity : None Ex ia G Zone 0 (International) / Validity : None Ex ia G Zone 0 (Korea) / Validity : None Ex ia G Zone 0 (North America) / Validity : None Ex ia G Zone 0 (United Kingdom) / Validity : None Ex ib G Zone 1 (Japan) / Validity : 24.05.2024 Ex nA G Zone 2 (Europa) / Validity : None Ex nA G Zone 2 (International) / Validity : None Ex nA G Zone 2 (United Kingdom) / Validity : None Ex ia G Zone 0 (Europa) / Validity : None Ex ia G Zone 0 (International) / Validity : None Ex ia G Zone 0 (Korea) / Validity : None Ex ia G Zone 0 (North America) / Validity : None Ex ia G Zone 0 (United Kingdom) / Validity : None Ex nA G Zone 2 (Europa) / Validity : None Ex nA G Zone 2 (International) / Validity : None Ex nA G Zone 2 (United Kingdom) / Validity : None Ex ia G Zone 0 (Europa) / Validity : None Ex ia G Zone 0 (International) / Validity : None Ex ia G Zone 0 (Korea) / Validity : None Ex ia G Zone 0 (North America) / Validity : None Ex ia G Zone 0 (United Kingdom) / Validity : None Ex nA G Zone 2 (Europa) / Validity : None Ex nA G Zone 2 (International) / Validity : None Ex nA G Zone 2 (United Kingdom) / Validity : None Ex ia G Zone 0 (Europa) / Validity : None Ex ia G Zone 0 (International) / Validity : None Ex ia G Zone 0 (Korea) / Validity : None Ex ia G Zone 0 (North America) / Validity : None Ex ia G Zone 0 (United Kingdom) / Validity : None Ex nA G Zone 2 (Europa) / Validity : None Ex nA G Zone 2 (International) / Validity : None Ex nA G Zone 2 (United Kingdom) / Validity : None Ex ia G Zone 0 (Europa) / Validity : None Ex ia G Zone 0 (International) / Validity : None Ex ia G Zone 0 (Korea) / Validity : None Ex ia G Zone 0 (North America) / Validity : None Ex ia G Zone 0 (United Kingdom) / Validity : None Ex nA G Zone 2 (Europa) / Validity : None Ex nA G Zone 2 (International) / Validity : None Ex nA G Zone 2 (United Kingdom) / Validity : None Ex ia G Zone 0 (Europa) / Validity : None Ex ia G Zone 0 (International) / Validity : None Ex ia G Zone 0 (Korea) / Validity : None Ex ia G Zone 0 (North America) / Validity : None Ex ia G Zone 0 (United Kingdom) / Validity : None Ex nA G Zone 2 (Europa) / Validity : None Ex nA G Zone 2 (International) / Validity : None Ex nA G Zone 2 (United Kingdom) / Validity : None Ex ia G Zone 0 (Europa) / Validity : None Ex ia G Zone 0 (International) / Validity : None Ex ia G Zone 0 (Korea) / Validity : None Ex ia G Zone 0 (North America) / Validity : None Ex ia G Zone 0 (United Kingdom) / Validity : None Ex nA G Zone 2 (Europa) / Validity : None Ex nA G Zone 2 (International) / Validity : None Ex nA G Zone 2 (United Kingdom) / Validity : None Ex ia G Zone 0 (Europa) / Validity : None Ex ia G Zone 0 (International) / Validity : None Ex ia G Zone 0 (Korea) / Validity : None Ex ia G Zone 0 (North America) / Validity : None Ex ia G Zone 0 (United Kingdom) / Validity : None Ex nA G Zone 2 (Europa) / Validity : None Ex nA G Zone 2 (International) / Validity : None Ex nA G Zone 2 (United Kingdom) / Validity : None Ex ia G Zone 0 (Europa) / Validity : None Ex ia G Zone 0 (International) / Validity : None Ex ia G Zone 0 (Korea) / Validity : None Ex ia G Zone 0 (North America) / Validity : None Ex ia G Zone 0 (United Kingdom) / Validity : None Ex nA G Zone 2 (Europa) / Validity : None Ex nA G Zone 2 (International) / Validity : None Ex nA G Zone 2 (United Kingdom) / Validity : None Ex ia G Zone 0 (Europa) / Validity : None Ex ia G Zone 0 (International) / Validity : None Ex ia G Zone 0 (Korea) / Validity : None Ex ia G Zone 0 (North America) / Validity : None Ex ia G Zone 0 (United Kingdom) / Validity : None Ex nA G Zone 2 (Europa) / Validity : None Ex nA G Zone 2 (International) / Validity : None Ex nA G Zone 2 (United Kingdom) / Validity : None Ex ia G Zone 0 (Europa) / Validity : None Ex ia G Zone 0 (International) / Validity : None Ex ia G Zone 0 (Korea) / Validity : None Ex ia G Zone 0 (North America) / Validity : None Ex ia G Zone 0 (United Kingdom) / Validity : None Ex nA G Zone 2 (Europa) / Validity : None Ex nA G Zone 2 (International) / Validity : None Ex nA G Zone 2 (United Kingdom) / Validity : None Ex ia G Zone 0 (Europa) / Validity : None Ex ia G Zone 0 (International) / Validity : None Ex ia G Zone 0 (Korea) / Validity : None Ex ia G Zone 0 (North America) / Validity : None Ex ia G Zone 0 (United Kingdom) / Validity : None Ex nA G Zone 2 (Europa) / Validity : None Ex nA G Zone 2 (International) / Validity : None Ex nA G Zone 2 (United Kingdom) / Validity : None Ex ia G Zone 0 (Europa) / Validity : None Ex ia G Zone 0 (International) / Validity : None Ex ia G Zone 0 (Korea) / Validity : None Ex ia G Zone 0 (North America) / Validity : None Ex ia G Zone 0 (United Kingdom) / Validity : None Ex nA G Zone 2 (Europa) / Validity : None Ex nA G Zone 2 (International) / Validity : None Ex nA G Zone 2 (United Kingdom) / Validity : None Ex ia G Zone 0 (Europa) / Validity : None Ex ia G Zone 0 (International) / Validity : None Ex ia G Zone 0 (Korea) / Validity : None Ex ia G Zone 0 (North America) / Validity : None Ex ia G Zone 0 (United Kingdom) / Validity : None Ex nA G Zone 2 (Europa) / Validity : None Ex nA G Zone 2 (International) / Validity : None Ex nA G Zone 2 (United Kingdom) / Validity : None Ex ia G Zone 0 (Europa) / Validity : None Ex ia G Zone 0 (International) / Validity : None Ex ia G Zone 0 (Korea) / Validity : None Ex ia G Zone 0 (North America) / Validity : None Ex ia G Zone 0 (United Kingdom) / Validity : None Ex nA G Zone 2 (Europa) / Validity : None Ex nA G Zone 2 (International) / Validity : None Ex nA G Zone 2 (United Kingdom) / Validity : None Ex ia G Zone 0 (Europa) / Validity : None Ex ia G Zone 0 (International) / Validity : None Ex ia G Zone 0 (Korea) / Validity : None Ex ia G Zone 0 (North America) / Validity : None Ex ia G Zone 0 (United Kingdom) / Validity : None Ex nA G Zone 2 (Europa) / Validity : None Ex nA G Zone 2 (International) / Validity : None Ex nA G Zone 2 (United Kingdom) / Validity : None Ex ia G Zone 0 (Europa) / Validity : None Ex ia G Zone 0 (International) / Validity : None Ex ia G Zone 0 (Korea) / Validity : None Ex ia G Zone 0 (North America) / Validity : None Ex ia G Zone 0 (United Kingdom) / Validity : None Ex nA G Zone 2 (Europa) / Validity : None Ex nA G Zone 2 (International) / Validity : None Ex nA G Zone 2 (United Kingdom) / Validity : None Ex ia G Zone 0 (Europa) / Validity : None Ex ia G Zone 0 (International) / Validity : None Ex ia G Zone 0 (Korea) / Validity : None Ex ia G Zone 0 (North America) / Validity : None Ex ia G Zone 0 (United Kingdom) / Validity : None Ex nA G Zone 2 (Europa) / Validity : None Ex nA G Zone 2 (International) / Validity : None Ex nA G Zone 2 (United Kingdom) / Validity : None Ex ia G Zone 0 (Europa) / Validity : None Ex ia G Zone 0 (International) / Validity : None Ex ia G Zone 0 (Korea) / Validity : None Ex ia G Zone 0 (North America) / Validity : None Ex ia G Zone 0 (United Kingdom) / Validity : None Ex nA G Zone 2 (Europa) / Validity : None Ex nA G Zone 2 (International) / Validity : None Ex nA G Zone 2 (United Kingdom) / Validity : None Ex ia G Zone 0 (Europa) / Validity : None Ex ia G Zone 0 (International) / Validity : None Ex ia G Zone 0 (North America) / Validity : None Ex ia G Zone 0 (United Kingdom) / Validity : None Ex nA G Zone 2 (Europa) / Validity : None Ex nA G Zone 2 (International) / Validity : None Ex nA G Zone 2 (United Kingdom) / Validity : None Ex ia G Zone 0 (Europa) / Validity : None Ex ia G Zone 0 (International) / Validity : None Ex ia G Zone 0 (North America) / Validity : None Ex ia G Zone 0 (United Kingdom) / Validity : None Ex nA G Zone 2 (Europa) / Validity : None Ex nA G Zone 2 (International) / Validity : None Ex nA G Zone 2 (United Kingdom) / Validity : None Ex ia G Zone 0 (Europa) / Validity : None Ex ia G Zone 0 (International) / Validity : None Ex ia G Zone 0 (North America) / Validity : None Ex ia G Zone 0 (United Kingdom) / Validity : None Ex nA G Zone 2 (Europa) / Validity : None Ex nA G Zone 2 (International) / Validity : None Ex nA G Zone 2 (United Kingdom) / Validity : None Ex ia G Zone 0 (Europa) / Validity : None Ex ia G Zone 0 (International) / Validity : None Ex ia G Zone 0 (Korea) / Validity : None Ex ia G Zone 0 (North America) / Validity : None Ex ia G Zone 0 (United Kingdom) / Validity : None Ex nA G Zone 2 (Europa) / Validity : None Ex nA G Zone 2 (International) / Validity : None Ex nA G Zone 2 (United Kingdom) / Validity : None Ex ia G Zone 0 (Europa) / Validity : None Ex ia G Zone 0 (International) / Validity : None Ex ia G Zone 0 (North America) / Validity : None Ex ia G Zone 0 (Russia, Belarus, Kyrgyzstan, Armenia, Kazakhstan) / Validity : 18.02.2026 Ex nA G Zone 2 (Europa) / Validity : None Ex nA G Zone 2 (International) / Validity : None Ex nA G Zone 2 (North America) / Validity : None Ex nA G Zone 2 (Russia, Belarus, Kyrgyzstan, Armenia, Kazakhstan) / Validity : 18.02.2026 | No | No | .
143-546-000-02x | 143-546-000-021 | DocManager | CP546-021 Piezoelectric Dynamic Pressure Sensor | CP546-021 | GaPO4 pressure sensor, matching IPC 704_511,-70°C to 650°C, 90 pC/bar, nominal pressure 0 to 50 bar, maximal pressure 100 bar, 1090 mm integral MI cable, Lemo type 0 connector, Ex approved | . | 90pC/bar | -70 | 650 | 2 | 10000 | LEMO type 0 | CPxxx, IPC707, GSI127, EC153, MA Seal, ABAxxx, JB105, JB116 | . |  |  |  | . | Switzerland |  |  |  | . | Dynamic Pressure Sensors | Dynamic pressure sensors (CP) | . | Ex ia G Zone 0 (Europa) / Validity : None Ex ia G Zone 0 (International) / Validity : None Ex ia G Zone 0 (Korea) / Validity : None Ex ia G Zone 0 (North America) / Validity : None Ex ia G Zone 0 (United Kingdom) / Validity : None Ex nA G Zone 2 (Europa) / Validity : None Ex nA G Zone 2 (International) / Validity : None Ex nA G Zone 2 (United Kingdom) / Validity : None Ex ia G Zone 0 (Europa) / Validity : None Ex ia G Zone 0 (International) / Validity : None Ex ia G Zone 0 (Korea) / Validity : None Ex ia G Zone 0 (North America) / Validity : None Ex ia G Zone 0 (United Kingdom) / Validity : None Ex nA G Zone 2 (Europa) / Validity : None Ex nA G Zone 2 (International) / Validity : None Ex nA G Zone 2 (United Kingdom) / Validity : None Ex ia G Zone 0 (Europa) / Validity : None Ex ia G Zone 0 (International) / Validity : None Ex ia G Zone 0 (Korea) / Validity : None Ex ia G Zone 0 (North America) / Validity : None Ex ia G Zone 0 (United Kingdom) / Validity : None Ex nA G Zone 2 (Europa) / Validity : None Ex nA G Zone 2 (International) / Validity : None Ex nA G Zone 2 (United Kingdom) / Validity : None Ex ia G Zone 0 (Europa) / Validity : None Ex ia G Zone 0 (International) / Validity : None Ex ia G Zone 0 (Korea) / Validity : None Ex ia G Zone 0 (North America) / Validity : None Ex ia G Zone 0 (United Kingdom) / Validity : None Ex nA G Zone 2 (Europa) / Validity : None Ex nA G Zone 2 (International) / Validity : None Ex nA G Zone 2 (United Kingdom) / Validity : None Ex ia G Zone 0 (Europa) / Validity : None Ex ia G Zone 0 (International) / Validity : None Ex ia G Zone 0 (Korea) / Validity : None Ex ia G Zone 0 (North America) / Validity : None Ex ia G Zone 0 (United Kingdom) / Validity : None Ex nA G Zone 2 (Europa) / Validity : None Ex nA G Zone 2 (International) / Validity : None Ex nA G Zone 2 (United Kingdom) / Validity : None Ex ia G Zone 0 (Europa) / Validity : None Ex ia G Zone 0 (International) / Validity : None Ex ia G Zone 0 (Korea) / Validity : None Ex ia G Zone 0 (North America) / Validity : None Ex ia G Zone 0 (United Kingdom) / Validity : None Ex nA G Zone 2 (Europa) / Validity : None Ex nA G Zone 2 (International) / Validity : None Ex nA G Zone 2 (United Kingdom) / Validity : None Ex ia G Zone 0 (Europa) / Validity : None Ex ia G Zone 0 (International) / Validity : None Ex ia G Zone 0 (Korea) / Validity : None Ex ia G Zone 0 (North America) / Validity : None Ex ia G Zone 0 (United Kingdom) / Validity : None Ex nA G Zone 2 (Europa) / Validity : None Ex nA G Zone 2 (International) / Validity : None Ex nA G Zone 2 (United Kingdom) / Validity : None Ex ia G Zone 0 (Europa) / Validity : None Ex ia G Zone 0 (International) / Validity : None Ex ia G Zone 0 (Korea) / Validity : None Ex ia G Zone 0 (North America) / Validity : None Ex ia G Zone 0 (United Kingdom) / Validity : None Ex nA G Zone 2 (Europa) / Validity : None Ex nA G Zone 2 (International) / Validity : None Ex nA G Zone 2 (United Kingdom) / Validity : None Ex ia G Zone 0 (Europa) / Validity : None Ex ia G Zone 0 (International) / Validity : None Ex ia G Zone 0 (Korea) / Validity : None Ex ia G Zone 0 (North America) / Validity : None Ex ia G Zone 0 (United Kingdom) / Validity : None Ex nA G Zone 2 (Europa) / Validity : None Ex nA G Zone 2 (International) / Validity : None Ex nA G Zone 2 (United Kingdom) / Validity : None Ex ia G Zone 0 (Europa) / Validity : None Ex ia G Zone 0 (International) / Validity : None Ex ia G Zone 0 (Korea) / Validity : None Ex ia G Zone 0 (North America) / Validity : None Ex ia G Zone 0 (United Kingdom) / Validity : None Ex nA G Zone 2 (Europa) / Validity : None Ex nA G Zone 2 (International) / Validity : None Ex nA G Zone 2 (United Kingdom) / Validity : None Ex ia G Zone 0 (Europa) / Validity : None Ex ia G Zone 0 (International) / Validity : None Ex ia G Zone 0 (Korea) / Validity : None Ex ia G Zone 0 (North America) / Validity : None Ex ia G Zone 0 (United Kingdom) / Validity : None Ex nA G Zone 2 (Europa) / Validity : None Ex nA G Zone 2 (International) / Validity : None Ex nA G Zone 2 (United Kingdom) / Validity : None Ex ia G Zone 0 (Europa) / Validity : None Ex ia G Zone 0 (International) / Validity : None Ex ia G Zone 0 (Korea) / Validity : None Ex ia G Zone 0 (North America) / Validity : None Ex ia G Zone 0 (United Kingdom) / Validity : None Ex nA G Zone 2 (Europa) / Validity : None Ex nA G Zone 2 (International) / Validity : None Ex nA G Zone 2 (United Kingdom) / Validity : None Ex ia G Zone 0 (Europa) / Validity : None Ex ia G Zone 0 (International) / Validity : None Ex ia G Zone 0 (Korea) / Validity : None Ex ia G Zone 0 (North America) / Validity : None Ex ia G Zone 0 (United Kingdom) / Validity : None Ex nA G Zone 2 (Europa) / Validity : None Ex nA G Zone 2 (International) / Validity : None Ex nA G Zone 2 (United Kingdom) / Validity : None Ex ia G Zone 0 (Europa) / Validity : None Ex ia G Zone 0 (International) / Validity : None Ex ia G Zone 0 (Korea) / Validity : None Ex ia G Zone 0 (North America) / Validity : None Ex ia G Zone 0 (United Kingdom) / Validity : None Ex nA G Zone 2 (Europa) / Validity : None Ex nA G Zone 2 (International) / Validity : None Ex nA G Zone 2 (United Kingdom) / Validity : None Ex ia G Zone 0 (Europa) / Validity : None Ex ia G Zone 0 (International) / Validity : None Ex ia G Zone 0 (Korea) / Validity : None Ex ia G Zone 0 (North America) / Validity : None Ex ia G Zone 0 (United Kingdom) / Validity : None Ex nA G Zone 2 (Europa) / Validity : None Ex nA G Zone 2 (International) / Validity : None Ex nA G Zone 2 (United Kingdom) / Validity : None Ex ia G Zone 0 (Europa) / Validity : None Ex ia G Zone 0 (International) / Validity : None Ex ia G Zone 0 (Korea) / Validity : None Ex ia G Zone 0 (North America) / Validity : None Ex ia G Zone 0 (United Kingdom) / Validity : None Ex nA G Zone 2 (Europa) / Validity : None Ex nA G Zone 2 (International) / Validity : None Ex nA G Zone 2 (United Kingdom) / Validity : None Ex ia G Zone 0 (Europa) / Validity : None Ex ia G Zone 0 (International) / Validity : None Ex ia G Zone 0 (Korea) / Validity : None Ex ia G Zone 0 (North America) / Validity : None Ex ia G Zone 0 (United Kingdom) / Validity : None Ex nA G Zone 2 (Europa) / Validity : None Ex nA G Zone 2 (International) / Validity : None Ex nA G Zone 2 (United Kingdom) / Validity : None Ex ia G Zone 0 (Europa) / Validity : None Ex ia G Zone 0 (International) / Validity : None Ex ia G Zone 0 (Korea) / Validity : None Ex ia G Zone 0 (North America) / Validity : None Ex ia G Zone 0 (United Kingdom) / Validity : None Ex nA G Zone 2 (Europa) / Validity : None Ex nA G Zone 2 (International) / Validity : None Ex nA G Zone 2 (United Kingdom) / Validity : None Ex ia G Zone 0 (Europa) / Validity : None Ex ia G Zone 0 (International) / Validity : None Ex ia G Zone 0 (Korea) / Validity : None Ex ia G Zone 0 (North America) / Validity : None Ex ia G Zone 0 (United Kingdom) / Validity : None Ex nA G Zone 2 (Europa) / Validity : None Ex nA G Zone 2 (International) / Validity : None Ex nA G Zone 2 (United Kingdom) / Validity : None Ex ia G Zone 0 (Europa) / Validity : None Ex ia G Zone 0 (International) / Validity : None Ex ia G Zone 0 (Korea) / Validity : None Ex ia G Zone 0 (North America) / Validity : None Ex ia G Zone 0 (United Kingdom) / Validity : None Ex nA G Zone 2 (Europa) / Validity : None Ex nA G Zone 2 (International) / Validity : None Ex nA G Zone 2 (United Kingdom) / Validity : None Ex ia G Zone 0 (Europa) / Validity : None Ex ia G Zone 0 (International) / Validity : None Ex ia G Zone 0 (Korea) / Validity : None Ex ia G Zone 0 (North America) / Validity : None Ex ia G Zone 0 (United Kingdom) / Validity : None Ex nA G Zone 2 (Europa) / Validity : None Ex nA G Zone 2 (International) / Validity : None Ex nA G Zone 2 (United Kingdom) / Validity : None Ex ia G Zone 0 (Europa) / Validity : None Ex ia G Zone 0 (International) / Validity : None Ex ia G Zone 0 (Korea) / Validity : None Ex ia G Zone 0 (North America) / Validity : None Ex ia G Zone 0 (United Kingdom) / Validity : None Ex nA G Zone 2 (Europa) / Validity : None Ex nA G Zone 2 (International) / Validity : None Ex nA G Zone 2 (United Kingdom) / Validity : None Ex ia G Zone 0 (Europa) / Validity : None Ex ia G Zone 0 (International) / Validity : None Ex ia G Zone 0 (Korea) / Validity : None Ex ia G Zone 0 (North America) / Validity : None Ex ia G Zone 0 (United Kingdom) / Validity : None Ex nA G Zone 2 (Europa) / Validity : None Ex nA G Zone 2 (International) / Validity : None Ex nA G Zone 2 (United Kingdom) / Validity : None Ex ia G Zone 0 (Europa) / Validity : None Ex ia G Zone 0 (International) / Validity : None Ex ia G Zone 0 (Korea) / Validity : None Ex ia G Zone 0 (North America) / Validity : None Ex ia G Zone 0 (United Kingdom) / Validity : None Ex nA G Zone 2 (Europa) / Validity : None Ex nA G Zone 2 (International) / Validity : None Ex nA G Zone 2 (United Kingdom) / Validity : None Ex ia G Zone 0 (Europa) / Validity : None Ex ia G Zone 0 (International) / Validity : None Ex ia G Zone 0 (Korea) / Validity : None Ex ia G Zone 0 (North America) / Validity : None Ex ia G Zone 0 (United Kingdom) / Validity : None Ex nA G Zone 2 (Europa) / Validity : None Ex nA G Zone 2 (International) / Validity : None Ex nA G Zone 2 (United Kingdom) / Validity : None Ex ia G Zone 0 (Europa) / Validity : None Ex ia G Zone 0 (International) / Validity : None Ex ia G Zone 0 (North America) / Validity : None Ex ia G Zone 0 (United Kingdom) / Validity : None Ex nA G Zone 2 (Europa) / Validity : None Ex nA G Zone 2 (International) / Validity : None Ex nA G Zone 2 (United Kingdom) / Validity : None Ex ia G Zone 0 (Europa) / Validity : None Ex ia G Zone 0 (International) / Validity : None Ex ia G Zone 0 (North America) / Validity : None Ex ia G Zone 0 (United Kingdom) / Validity : None Ex nA G Zone 2 (Europa) / Validity : None Ex nA G Zone 2 (International) / Validity : None Ex nA G Zone 2 (United Kingdom) / Validity : None Ex ia G Zone 0 (Europa) / Validity : None Ex ia G Zone 0 (International) / Validity : None Ex ia G Zone 0 (North America) / Validity : None Ex ia G Zone 0 (United Kingdom) / Validity : None Ex nA G Zone 2 (Europa) / Validity : None Ex nA G Zone 2 (International) / Validity : None Ex nA G Zone 2 (United Kingdom) / Validity : None Ex ia G Zone 0 (Europa) / Validity : None Ex ia G Zone 0 (International) / Validity : None Ex ia G Zone 0 (North America) / Validity : None Ex ia G Zone 0 (United Kingdom) / Validity : None Ex nA G Zone 2 (Europa) / Validity : None Ex nA G Zone 2 (International) / Validity : None Ex nA G Zone 2 (United Kingdom) / Validity : None Ex ia G Zone 0 (Europa) / Validity : None Ex ia G Zone 0 (International) / Validity : None Ex ia G Zone 0 (Korea) / Validity : None Ex ia G Zone 0 (North America) / Validity : None Ex ia G Zone 0 (United Kingdom) / Validity : None Ex nA G Zone 2 (Europa) / Validity : None Ex nA G Zone 2 (International) / Validity : None Ex nA G Zone 2 (United Kingdom) / Validity : None Ex ia G Zone 0 (Europa) / Validity : None Ex ia G Zone 0 (International) / Validity : None Ex ia G Zone 0 (Korea) / Validity : None Ex ia G Zone 0 (North America) / Validity : None Ex ia G Zone 0 (United Kingdom) / Validity : None Ex nA G Zone 2 (Europa) / Validity : None Ex nA G Zone 2 (International) / Validity : None Ex nA G Zone 2 (United Kingdom) / Validity : None Ex ia G Zone 0 (Europa) / Validity : None Ex ia G Zone 0 (International) / Validity : None Ex ia G Zone 0 (Korea) / Validity : None Ex ia G Zone 0 (North America) / Validity : None Ex ia G Zone 0 (United Kingdom) / Validity : None Ex nA G Zone 2 (Europa) / Validity : None Ex nA G Zone 2 (International) / Validity : None Ex nA G Zone 2 (United Kingdom) / Validity : None Ex ia G Zone 0 (Europa) / Validity : None Ex ia G Zone 0 (International) / Validity : None Ex ia G Zone 0 (Korea) / Validity : None Ex ia G Zone 0 (North America) / Validity : None Ex ia G Zone 0 (United Kingdom) / Validity : None Ex nA G Zone 2 (Europa) / Validity : None Ex nA G Zone 2 (International) / Validity : None Ex nA G Zone 2 (United Kingdom) / Validity : None Ex ia G Zone 0 (Europa) / Validity : None Ex ia G Zone 0 (International) / Validity : None Ex ia G Zone 0 (Korea) / Validity : None Ex ia G Zone 0 (North America) / Validity : None Ex ia G Zone 0 (United Kingdom) / Validity : None Ex nA G Zone 2 (Europa) / Validity : None Ex nA G Zone 2 (International) / Validity : None Ex nA G Zone 2 (United Kingdom) / Validity : None Ex ia G Zone 0 (Europa) / Validity : None Ex ia G Zone 0 (International) / Validity : None Ex ia G Zone 0 (Korea) / Validity : None Ex ia G Zone 0 (North America) / Validity : None Ex ia G Zone 0 (United Kingdom) / Validity : None Ex ib G Zone 1 (Japan) / Validity : 22.08.2025 Ex nA G Zone 2 (Europa) / Validity : None Ex nA G Zone 2 (International) / Validity : None Ex nA G Zone 2 (United Kingdom) / Validity : None Ex ia G Zone 0 (Europa) / Validity : None Ex ia G Zone 0 (International) / Validity : None Ex ia G Zone 0 (Korea) / Validity : None Ex ia G Zone 0 (North America) / Validity : None Ex ia G Zone 0 (United Kingdom) / Validity : None Ex nA G Zone 2 (Europa) / Validity : None Ex nA G Zone 2 (International) / Validity : None Ex nA G Zone 2 (United Kingdom) / Validity : None Ex ia G Zone 0 (Europa) / Validity : None Ex ia G Zone 0 (International) / Validity : None Ex ia G Zone 0 (Korea) / Validity : None Ex ia G Zone 0 (North America) / Validity : None Ex ia G Zone 0 (United Kingdom) / Validity : None Ex nA G Zone 2 (Europa) / Validity : None Ex nA G Zone 2 (International) / Validity : None Ex nA G Zone 2 (United Kingdom) / Validity : None Ex ia G Zone 0 (Europa) / Validity : None Ex ia G Zone 0 (International) / Validity : None Ex ia G Zone 0 (Korea) / Validity : None Ex ia G Zone 0 (North America) / Validity : None Ex ia G Zone 0 (United Kingdom) / Validity : None Ex ib G Zone 1 (Japan) / Validity : 24.05.2024 Ex nA G Zone 2 (Europa) / Validity : None Ex nA G Zone 2 (International) / Validity : None Ex nA G Zone 2 (United Kingdom) / Validity : None Ex ia G Zone 0 (Europa) / Validity : None Ex ia G Zone 0 (International) / Validity : None Ex ia G Zone 0 (Korea) / Validity : None Ex ia G Zone 0 (North America) / Validity : None Ex ia G Zone 0 (United Kingdom) / Validity : None Ex nA G Zone 2 (Europa) / Validity : None Ex nA G Zone 2 (International) / Validity : None Ex nA G Zone 2 (United Kingdom) / Validity : None Ex ia G Zone 0 (Europa) / Validity : None Ex ia G Zone 0 (International) / Validity : None Ex ia G Zone 0 (Korea) / Validity : None Ex ia G Zone 0 (North America) / Validity : None Ex ia G Zone 0 (United Kingdom) / Validity : None Ex nA G Zone 2 (Europa) / Validity : None Ex nA G Zone 2 (International) / Validity : None Ex nA G Zone 2 (United Kingdom) / Validity : None Ex ia G Zone 0 (Europa) / Validity : None Ex ia G Zone 0 (International) / Validity : None Ex ia G Zone 0 (Korea) / Validity : None Ex ia G Zone 0 (North America) / Validity : None Ex ia G Zone 0 (United Kingdom) / Validity : None Ex nA G Zone 2 (Europa) / Validity : None Ex nA G Zone 2 (International) / Validity : None Ex nA G Zone 2 (United Kingdom) / Validity : None Ex ia G Zone 0 (Europa) / Validity : None Ex ia G Zone 0 (International) / Validity : None Ex ia G Zone 0 (Korea) / Validity : None Ex ia G Zone 0 (North America) / Validity : None Ex ia G Zone 0 (United Kingdom) / Validity : None Ex nA G Zone 2 (Europa) / Validity : None Ex nA G Zone 2 (International) / Validity : None Ex nA G Zone 2 (United Kingdom) / Validity : None Ex ia G Zone 0 (Europa) / Validity : None Ex ia G Zone 0 (International) / Validity : None Ex ia G Zone 0 (Korea) / Validity : None Ex ia G Zone 0 (North America) / Validity : None Ex ia G Zone 0 (United Kingdom) / Validity : None Ex nA G Zone 2 (Europa) / Validity : None Ex nA G Zone 2 (International) / Validity : None Ex nA G Zone 2 (United Kingdom) / Validity : None Ex ia G Zone 0 (Europa) / Validity : None Ex ia G Zone 0 (International) / Validity : None Ex ia G Zone 0 (Korea) / Validity : None Ex ia G Zone 0 (North America) / Validity : None Ex ia G Zone 0 (United Kingdom) / Validity : None Ex nA G Zone 2 (Europa) / Validity : None Ex nA G Zone 2 (International) / Validity : None Ex nA G Zone 2 (United Kingdom) / Validity : None Ex ia G Zone 0 (Europa) / Validity : None Ex ia G Zone 0 (International) / Validity : None Ex ia G Zone 0 (Korea) / Validity : None Ex ia G Zone 0 (North America) / Validity : None Ex ia G Zone 0 (United Kingdom) / Validity : None Ex nA G Zone 2 (Europa) / Validity : None Ex nA G Zone 2 (International) / Validity : None Ex nA G Zone 2 (United Kingdom) / Validity : None Ex ia G Zone 0 (Europa) / Validity : None Ex ia G Zone 0 (International) / Validity : None Ex ia G Zone 0 (Korea) / Validity : None Ex ia G Zone 0 (North America) / Validity : None Ex ia G Zone 0 (United Kingdom) / Validity : None Ex nA G Zone 2 (Europa) / Validity : None Ex nA G Zone 2 (International) / Validity : None Ex nA G Zone 2 (United Kingdom) / Validity : None Ex ia G Zone 0 (Europa) / Validity : None Ex ia G Zone 0 (International) / Validity : None Ex ia G Zone 0 (Korea) / Validity : None Ex ia G Zone 0 (North America) / Validity : None Ex ia G Zone 0 (United Kingdom) / Validity : None Ex nA G Zone 2 (Europa) / Validity : None Ex nA G Zone 2 (International) / Validity : None Ex nA G Zone 2 (United Kingdom) / Validity : None Ex ia G Zone 0 (Europa) / Validity : None Ex ia G Zone 0 (International) / Validity : None Ex ia G Zone 0 (Korea) / Validity : None Ex ia G Zone 0 (North America) / Validity : None Ex ia G Zone 0 (United Kingdom) / Validity : None Ex nA G Zone 2 (Europa) / Validity : None Ex nA G Zone 2 (International) / Validity : None Ex nA G Zone 2 (United Kingdom) / Validity : None Ex ia G Zone 0 (Europa) / Validity : None Ex ia G Zone 0 (International) / Validity : None Ex ia G Zone 0 (Korea) / Validity : None Ex ia G Zone 0 (North America) / Validity : None Ex ia G Zone 0 (United Kingdom) / Validity : None Ex nA G Zone 2 (Europa) / Validity : None Ex nA G Zone 2 (International) / Validity : None Ex nA G Zone 2 (United Kingdom) / Validity : None Ex ia G Zone 0 (Europa) / Validity : None Ex ia G Zone 0 (International) / Validity : None Ex ia G Zone 0 (Korea) / Validity : None Ex ia G Zone 0 (North America) / Validity : None Ex ia G Zone 0 (United Kingdom) / Validity : None Ex nA G Zone 2 (Europa) / Validity : None Ex nA G Zone 2 (International) / Validity : None Ex nA G Zone 2 (United Kingdom) / Validity : None Ex ia G Zone 0 (Europa) / Validity : None Ex ia G Zone 0 (International) / Validity : None Ex ia G Zone 0 (Korea) / Validity : None Ex ia G Zone 0 (North America) / Validity : None Ex ia G Zone 0 (United Kingdom) / Validity : None Ex nA G Zone 2 (Europa) / Validity : None Ex nA G Zone 2 (International) / Validity : None Ex nA G Zone 2 (United Kingdom) / Validity : None Ex ia G Zone 0 (Europa) / Validity : None Ex ia G Zone 0 (International) / Validity : None Ex ia G Zone 0 (Korea) / Validity : None Ex ia G Zone 0 (North America) / Validity : None Ex ia G Zone 0 (United Kingdom) / Validity : None Ex nA G Zone 2 (Europa) / Validity : None Ex nA G Zone 2 (International) / Validity : None Ex nA G Zone 2 (United Kingdom) / Validity : None Ex ia G Zone 0 (Europa) / Validity : None Ex ia G Zone 0 (International) / Validity : None Ex ia G Zone 0 (Korea) / Validity : None Ex ia G Zone 0 (North America) / Validity : None Ex ia G Zone 0 (United Kingdom) / Validity : None Ex nA G Zone 2 (Europa) / Validity : None Ex nA G Zone 2 (International) / Validity : None Ex nA G Zone 2 (United Kingdom) / Validity : None Ex ia G Zone 0 (Europa) / Validity : None Ex ia G Zone 0 (International) / Validity : None Ex ia G Zone 0 (Korea) / Validity : None Ex ia G Zone 0 (North America) / Validity : None Ex ia G Zone 0 (United Kingdom) / Validity : None Ex nA G Zone 2 (Europa) / Validity : None Ex nA G Zone 2 (International) / Validity : None Ex nA G Zone 2 (United Kingdom) / Validity : None Ex ia G Zone 0 (Europa) / Validity : None Ex ia G Zone 0 (International) / Validity : None Ex ia G Zone 0 (Korea) / Validity : None Ex ia G Zone 0 (North America) / Validity : None Ex ia G Zone 0 (United Kingdom) / Validity : None Ex nA G Zone 2 (Europa) / Validity : None Ex nA G Zone 2 (International) / Validity : None Ex nA G Zone 2 (United Kingdom) / Validity : None Ex ia G Zone 0 (Europa) / Validity : None Ex ia G Zone 0 (International) / Validity : None Ex ia G Zone 0 (Korea) / Validity : None Ex ia G Zone 0 (North America) / Validity : None Ex ia G Zone 0 (United Kingdom) / Validity : None Ex nA G Zone 2 (Europa) / Validity : None Ex nA G Zone 2 (International) / Validity : None Ex nA G Zone 2 (United Kingdom) / Validity : None Ex ia G Zone 0 (Europa) / Validity : None Ex ia G Zone 0 (International) / Validity : None Ex ia G Zone 0 (North America) / Validity : None Ex ia G Zone 0 (United Kingdom) / Validity : None Ex nA G Zone 2 (Europa) / Validity : None Ex nA G Zone 2 (International) / Validity : None Ex nA G Zone 2 (United Kingdom) / Validity : None Ex ia G Zone 0 (Europa) / Validity : None Ex ia G Zone 0 (International) / Validity : None Ex ia G Zone 0 (North America) / Validity : None Ex ia G Zone 0 (United Kingdom) / Validity : None Ex nA G Zone 2 (Europa) / Validity : None Ex nA G Zone 2 (International) / Validity : None Ex nA G Zone 2 (United Kingdom) / Validity : None Ex ia G Zone 0 (Europa) / Validity : None Ex ia G Zone 0 (International) / Validity : None Ex ia G Zone 0 (North America) / Validity : None Ex ia G Zone 0 (United Kingdom) / Validity : None Ex nA G Zone 2 (Europa) / Validity : None Ex nA G Zone 2 (International) / Validity : None Ex nA G Zone 2 (United Kingdom) / Validity : None Ex ia G Zone 0 (Europa) / Validity : None Ex ia G Zone 0 (International) / Validity : None Ex ia G Zone 0 (Korea) / Validity : None Ex ia G Zone 0 (North America) / Validity : None Ex ia G Zone 0 (United Kingdom) / Validity : None Ex nA G Zone 2 (Europa) / Validity : None Ex nA G Zone 2 (International) / Validity : None Ex nA G Zone 2 (United Kingdom) / Validity : None Ex ia G Zone 0 (Europa) / Validity : None Ex ia G Zone 0 (International) / Validity : None Ex ia G Zone 0 (North America) / Validity : None Ex ia G Zone 0 (Russia, Belarus, Kyrgyzstan, Armenia, Kazakhstan) / Validity : 18.02.2026 Ex nA G Zone 2 (Europa) / Validity : None Ex nA G Zone 2 (International) / Validity : None Ex nA G Zone 2 (North America) / Validity : None Ex nA G Zone 2 (Russia, Belarus, Kyrgyzstan, Armenia, Kazakhstan) / Validity : 18.02.2026 | No | No | .
143-546-000-03x | 143-546-000-031 | DocManager | CP546-031 Piezoelectric Dynamic Pressure Sensor | CP546-031 | GaPO4 pressure sensor, matching IPC 704_511,-70°C to 650°C, 90 pC/bar, nominal pressure 0 to 50 bar, maximal pressure 100 bar, 1240 mm integral MI cable, Lemo type 0 connector, Ex approved | . | 90pC/bar | -70 | 650 | 2 | 10000 | LEMO type 0 | CPxxx, IPC707, GSI127, EC153, MA Seal, ABAxxx, JB105, JB116 | . |  |  |  | . | Switzerland |  |  |  | . | Dynamic Pressure Sensors | Dynamic pressure sensors (CP) | . | Ex ia G Zone 0 (Europa) / Validity : None Ex ia G Zone 0 (International) / Validity : None Ex ia G Zone 0 (Korea) / Validity : None Ex ia G Zone 0 (North America) / Validity : None Ex ia G Zone 0 (United Kingdom) / Validity : None Ex nA G Zone 2 (Europa) / Validity : None Ex nA G Zone 2 (International) / Validity : None Ex nA G Zone 2 (United Kingdom) / Validity : None Ex ia G Zone 0 (Europa) / Validity : None Ex ia G Zone 0 (International) / Validity : None Ex ia G Zone 0 (Korea) / Validity : None Ex ia G Zone 0 (North America) / Validity : None Ex ia G Zone 0 (United Kingdom) / Validity : None Ex nA G Zone 2 (Europa) / Validity : None Ex nA G Zone 2 (International) / Validity : None Ex nA G Zone 2 (United Kingdom) / Validity : None Ex ia G Zone 0 (Europa) / Validity : None Ex ia G Zone 0 (International) / Validity : None Ex ia G Zone 0 (Korea) / Validity : None Ex ia G Zone 0 (North America) / Validity : None Ex ia G Zone 0 (United Kingdom) / Validity : None Ex nA G Zone 2 (Europa) / Validity : None Ex nA G Zone 2 (International) / Validity : None Ex nA G Zone 2 (United Kingdom) / Validity : None Ex ia G Zone 0 (Europa) / Validity : None Ex ia G Zone 0 (International) / Validity : None Ex ia G Zone 0 (Korea) / Validity : None Ex ia G Zone 0 (North America) / Validity : None Ex ia G Zone 0 (United Kingdom) / Validity : None Ex nA G Zone 2 (Europa) / Validity : None Ex nA G Zone 2 (International) / Validity : None Ex nA G Zone 2 (United Kingdom) / Validity : None Ex ia G Zone 0 (Europa) / Validity : None Ex ia G Zone 0 (International) / Validity : None Ex ia G Zone 0 (Korea) / Validity : None Ex ia G Zone 0 (North America) / Validity : None Ex ia G Zone 0 (United Kingdom) / Validity : None Ex nA G Zone 2 (Europa) / Validity : None Ex nA G Zone 2 (International) / Validity : None Ex nA G Zone 2 (United Kingdom) / Validity : None Ex ia G Zone 0 (Europa) / Validity : None Ex ia G Zone 0 (International) / Validity : None Ex ia G Zone 0 (Korea) / Validity : None Ex ia G Zone 0 (North America) / Validity : None Ex ia G Zone 0 (United Kingdom) / Validity : None Ex nA G Zone 2 (Europa) / Validity : None Ex nA G Zone 2 (International) / Validity : None Ex nA G Zone 2 (United Kingdom) / Validity : None Ex ia G Zone 0 (Europa) / Validity : None Ex ia G Zone 0 (International) / Validity : None Ex ia G Zone 0 (Korea) / Validity : None Ex ia G Zone 0 (North America) / Validity : None Ex ia G Zone 0 (United Kingdom) / Validity : None Ex nA G Zone 2 (Europa) / Validity : None Ex nA G Zone 2 (International) / Validity : None Ex nA G Zone 2 (United Kingdom) / Validity : None Ex ia G Zone 0 (Europa) / Validity : None Ex ia G Zone 0 (International) / Validity : None Ex ia G Zone 0 (Korea) / Validity : None Ex ia G Zone 0 (North America) / Validity : None Ex ia G Zone 0 (United Kingdom) / Validity : None Ex nA G Zone 2 (Europa) / Validity : None Ex nA G Zone 2 (International) / Validity : None Ex nA G Zone 2 (United Kingdom) / Validity : None Ex ia G Zone 0 (Europa) / Validity : None Ex ia G Zone 0 (International) / Validity : None Ex ia G Zone 0 (Korea) / Validity : None Ex ia G Zone 0 (North America) / Validity : None Ex ia G Zone 0 (United Kingdom) / Validity : None Ex nA G Zone 2 (Europa) / Validity : None Ex nA G Zone 2 (International) / Validity : None Ex nA G Zone 2 (United Kingdom) / Validity : None Ex ia G Zone 0 (Europa) / Validity : None Ex ia G Zone 0 (International) / Validity : None Ex ia G Zone 0 (Korea) / Validity : None Ex ia G Zone 0 (North America) / Validity : None Ex ia G Zone 0 (United Kingdom) / Validity : None Ex nA G Zone 2 (Europa) / Validity : None Ex nA G Zone 2 (International) / Validity : None Ex nA G Zone 2 (United Kingdom) / Validity : None Ex ia G Zone 0 (Europa) / Validity : None Ex ia G Zone 0 (International) / Validity : None Ex ia G Zone 0 (Korea) / Validity : None Ex ia G Zone 0 (North America) / Validity : None Ex ia G Zone 0 (United Kingdom) / Validity : None Ex nA G Zone 2 (Europa) / Validity : None Ex nA G Zone 2 (International) / Validity : None Ex nA G Zone 2 (United Kingdom) / Validity : None Ex ia G Zone 0 (Europa) / Validity : None Ex ia G Zone 0 (International) / Validity : None Ex ia G Zone 0 (Korea) / Validity : None Ex ia G Zone 0 (North America) / Validity : None Ex ia G Zone 0 (United Kingdom) / Validity : None Ex nA G Zone 2 (Europa) / Validity : None Ex nA G Zone 2 (International) / Validity : None Ex nA G Zone 2 (United Kingdom) / Validity : None Ex ia G Zone 0 (Europa) / Validity : None Ex ia G Zone 0 (International) / Validity : None Ex ia G Zone 0 (Korea) / Validity : None Ex ia G Zone 0 (North America) / Validity : None Ex ia G Zone 0 (United Kingdom) / Validity : None Ex nA G Zone 2 (Europa) / Validity : None Ex nA G Zone 2 (International) / Validity : None Ex nA G Zone 2 (United Kingdom) / Validity : None Ex ia G Zone 0 (Europa) / Validity : None Ex ia G Zone 0 (International) / Validity : None Ex ia G Zone 0 (Korea) / Validity : None Ex ia G Zone 0 (North America) / Validity : None Ex ia G Zone 0 (United Kingdom) / Validity : None Ex nA G Zone 2 (Europa) / Validity : None Ex nA G Zone 2 (International) / Validity : None Ex nA G Zone 2 (United Kingdom) / Validity : None Ex ia G Zone 0 (Europa) / Validity : None Ex ia G Zone 0 (International) / Validity : None Ex ia G Zone 0 (Korea) / Validity : None Ex ia G Zone 0 (North America) / Validity : None Ex ia G Zone 0 (United Kingdom) / Validity : None Ex nA G Zone 2 (Europa) / Validity : None Ex nA G Zone 2 (International) / Validity : None Ex nA G Zone 2 (United Kingdom) / Validity : None Ex ia G Zone 0 (Europa) / Validity : None Ex ia G Zone 0 (International) / Validity : None Ex ia G Zone 0 (Korea) / Validity : None Ex ia G Zone 0 (North America) / Validity : None Ex ia G Zone 0 (United Kingdom) / Validity : None Ex nA G Zone 2 (Europa) / Validity : None Ex nA G Zone 2 (International) / Validity : None Ex nA G Zone 2 (United Kingdom) / Validity : None Ex ia G Zone 0 (Europa) / Validity : None Ex ia G Zone 0 (International) / Validity : None Ex ia G Zone 0 (Korea) / Validity : None Ex ia G Zone 0 (North America) / Validity : None Ex ia G Zone 0 (United Kingdom) / Validity : None Ex nA G Zone 2 (Europa) / Validity : None Ex nA G Zone 2 (International) / Validity : None Ex nA G Zone 2 (United Kingdom) / Validity : None Ex ia G Zone 0 (Europa) / Validity : None Ex ia G Zone 0 (International) / Validity : None Ex ia G Zone 0 (Korea) / Validity : None Ex ia G Zone 0 (North America) / Validity : None Ex ia G Zone 0 (United Kingdom) / Validity : None Ex nA G Zone 2 (Europa) / Validity : None Ex nA G Zone 2 (International) / Validity : None Ex nA G Zone 2 (United Kingdom) / Validity : None Ex ia G Zone 0 (Europa) / Validity : None Ex ia G Zone 0 (International) / Validity : None Ex ia G Zone 0 (Korea) / Validity : None Ex ia G Zone 0 (North America) / Validity : None Ex ia G Zone 0 (United Kingdom) / Validity : None Ex nA G Zone 2 (Europa) / Validity : None Ex nA G Zone 2 (International) / Validity : None Ex nA G Zone 2 (United Kingdom) / Validity : None Ex ia G Zone 0 (Europa) / Validity : None Ex ia G Zone 0 (International) / Validity : None Ex ia G Zone 0 (Korea) / Validity : None Ex ia G Zone 0 (North America) / Validity : None Ex ia G Zone 0 (United Kingdom) / Validity : None Ex nA G Zone 2 (Europa) / Validity : None Ex nA G Zone 2 (International) / Validity : None Ex nA G Zone 2 (United Kingdom) / Validity : None Ex ia G Zone 0 (Europa) / Validity : None Ex ia G Zone 0 (International) / Validity : None Ex ia G Zone 0 (Korea) / Validity : None Ex ia G Zone 0 (North America) / Validity : None Ex ia G Zone 0 (United Kingdom) / Validity : None Ex nA G Zone 2 (Europa) / Validity : None Ex nA G Zone 2 (International) / Validity : None Ex nA G Zone 2 (United Kingdom) / Validity : None Ex ia G Zone 0 (Europa) / Validity : None Ex ia G Zone 0 (International) / Validity : None Ex ia G Zone 0 (Korea) / Validity : None Ex ia G Zone 0 (North America) / Validity : None Ex ia G Zone 0 (United Kingdom) / Validity : None Ex nA G Zone 2 (Europa) / Validity : None Ex nA G Zone 2 (International) / Validity : None Ex nA G Zone 2 (United Kingdom) / Validity : None Ex ia G Zone 0 (Europa) / Validity : None Ex ia G Zone 0 (International) / Validity : None Ex ia G Zone 0 (Korea) / Validity : None Ex ia G Zone 0 (North America) / Validity : None Ex ia G Zone 0 (United Kingdom) / Validity : None Ex nA G Zone 2 (Europa) / Validity : None Ex nA G Zone 2 (International) / Validity : None Ex nA G Zone 2 (United Kingdom) / Validity : None Ex ia G Zone 0 (Europa) / Validity : None Ex ia G Zone 0 (International) / Validity : None Ex ia G Zone 0 (Korea) / Validity : None Ex ia G Zone 0 (North America) / Validity : None Ex ia G Zone 0 (United Kingdom) / Validity : None Ex nA G Zone 2 (Europa) / Validity : None Ex nA G Zone 2 (International) / Validity : None Ex nA G Zone 2 (United Kingdom) / Validity : None Ex ia G Zone 0 (Europa) / Validity : None Ex ia G Zone 0 (International) / Validity : None Ex ia G Zone 0 (Korea) / Validity : None Ex ia G Zone 0 (North America) / Validity : None Ex ia G Zone 0 (United Kingdom) / Validity : None Ex nA G Zone 2 (Europa) / Validity : None Ex nA G Zone 2 (International) / Validity : None Ex nA G Zone 2 (United Kingdom) / Validity : None Ex ia G Zone 0 (Europa) / Validity : None Ex ia G Zone 0 (International) / Validity : None Ex ia G Zone 0 (North America) / Validity : None Ex ia G Zone 0 (United Kingdom) / Validity : None Ex nA G Zone 2 (Europa) / Validity : None Ex nA G Zone 2 (International) / Validity : None Ex nA G Zone 2 (United Kingdom) / Validity : None Ex ia G Zone 0 (Europa) / Validity : None Ex ia G Zone 0 (International) / Validity : None Ex ia G Zone 0 (North America) / Validity : None Ex ia G Zone 0 (United Kingdom) / Validity : None Ex nA G Zone 2 (Europa) / Validity : None Ex nA G Zone 2 (International) / Validity : None Ex nA G Zone 2 (United Kingdom) / Validity : None Ex ia G Zone 0 (Europa) / Validity : None Ex ia G Zone 0 (International) / Validity : None Ex ia G Zone 0 (North America) / Validity : None Ex ia G Zone 0 (United Kingdom) / Validity : None Ex nA G Zone 2 (Europa) / Validity : None Ex nA G Zone 2 (International) / Validity : None Ex nA G Zone 2 (United Kingdom) / Validity : None Ex ia G Zone 0 (Europa) / Validity : None Ex ia G Zone 0 (International) / Validity : None Ex ia G Zone 0 (North America) / Validity : None Ex ia G Zone 0 (United Kingdom) / Validity : None Ex nA G Zone 2 (Europa) / Validity : None Ex nA G Zone 2 (International) / Validity : None Ex nA G Zone 2 (United Kingdom) / Validity : None Ex ia G Zone 0 (Europa) / Validity : None Ex ia G Zone 0 (International) / Validity : None Ex ia G Zone 0 (Korea) / Validity : None Ex ia G Zone 0 (North America) / Validity : None Ex ia G Zone 0 (United Kingdom) / Validity : None Ex nA G Zone 2 (Europa) / Validity : None Ex nA G Zone 2 (International) / Validity : None Ex nA G Zone 2 (United Kingdom) / Validity : None Ex ia G Zone 0 (Europa) / Validity : None Ex ia G Zone 0 (International) / Validity : None Ex ia G Zone 0 (Korea) / Validity : None Ex ia G Zone 0 (North America) / Validity : None Ex ia G Zone 0 (United Kingdom) / Validity : None Ex nA G Zone 2 (Europa) / Validity : None Ex nA G Zone 2 (International) / Validity : None Ex nA G Zone 2 (United Kingdom) / Validity : None Ex ia G Zone 0 (Europa) / Validity : None Ex ia G Zone 0 (International) / Validity : None Ex ia G Zone 0 (Korea) / Validity : None Ex ia G Zone 0 (North America) / Validity : None Ex ia G Zone 0 (United Kingdom) / Validity : None Ex nA G Zone 2 (Europa) / Validity : None Ex nA G Zone 2 (International) / Validity : None Ex nA G Zone 2 (United Kingdom) / Validity : None Ex ia G Zone 0 (Europa) / Validity : None Ex ia G Zone 0 (International) / Validity : None Ex ia G Zone 0 (Korea) / Validity : None Ex ia G Zone 0 (North America) / Validity : None Ex ia G Zone 0 (United Kingdom) / Validity : None Ex nA G Zone 2 (Europa) / Validity : None Ex nA G Zone 2 (International) / Validity : None Ex nA G Zone 2 (United Kingdom) / Validity : None Ex ia G Zone 0 (Europa) / Validity : None Ex ia G Zone 0 (International) / Validity : None Ex ia G Zone 0 (Korea) / Validity : None Ex ia G Zone 0 (North America) / Validity : None Ex ia G Zone 0 (United Kingdom) / Validity : None Ex nA G Zone 2 (Europa) / Validity : None Ex nA G Zone 2 (International) / Validity : None Ex nA G Zone 2 (United Kingdom) / Validity : None Ex ia G Zone 0 (Europa) / Validity : None Ex ia G Zone 0 (International) / Validity : None Ex ia G Zone 0 (Korea) / Validity : None Ex ia G Zone 0 (North America) / Validity : None Ex ia G Zone 0 (United Kingdom) / Validity : None Ex ib G Zone 1 (Japan) / Validity : 22.08.2025 Ex nA G Zone 2 (Europa) / Validity : None Ex nA G Zone 2 (International) / Validity : None Ex nA G Zone 2 (United Kingdom) / Validity : None Ex ia G Zone 0 (Europa) / Validity : None Ex ia G Zone 0 (International) / Validity : None Ex ia G Zone 0 (Korea) / Validity : None Ex ia G Zone 0 (North America) / Validity : None Ex ia G Zone 0 (United Kingdom) / Validity : None Ex nA G Zone 2 (Europa) / Validity : None Ex nA G Zone 2 (International) / Validity : None Ex nA G Zone 2 (United Kingdom) / Validity : None Ex ia G Zone 0 (Europa) / Validity : None Ex ia G Zone 0 (International) / Validity : None Ex ia G Zone 0 (Korea) / Validity : None Ex ia G Zone 0 (North America) / Validity : None Ex ia G Zone 0 (United Kingdom) / Validity : None Ex nA G Zone 2 (Europa) / Validity : None Ex nA G Zone 2 (International) / Validity : None Ex nA G Zone 2 (United Kingdom) / Validity : None Ex ia G Zone 0 (Europa) / Validity : None Ex ia G Zone 0 (International) / Validity : None Ex ia G Zone 0 (Korea) / Validity : None Ex ia G Zone 0 (North America) / Validity : None Ex ia G Zone 0 (United Kingdom) / Validity : None Ex ib G Zone 1 (Japan) / Validity : 24.05.2024 Ex nA G Zone 2 (Europa) / Validity : None Ex nA G Zone 2 (International) / Validity : None Ex nA G Zone 2 (United Kingdom) / Validity : None Ex ia G Zone 0 (Europa) / Validity : None Ex ia G Zone 0 (International) / Validity : None Ex ia G Zone 0 (Korea) / Validity : None Ex ia G Zone 0 (North America) / Validity : None Ex ia G Zone 0 (United Kingdom) / Validity : None Ex nA G Zone 2 (Europa) / Validity : None Ex nA G Zone 2 (International) / Validity : None Ex nA G Zone 2 (United Kingdom) / Validity : None Ex ia G Zone 0 (Europa) / Validity : None Ex ia G Zone 0 (International) / Validity : None Ex ia G Zone 0 (Korea) / Validity : None Ex ia G Zone 0 (North America) / Validity : None Ex ia G Zone 0 (United Kingdom) / Validity : None Ex nA G Zone 2 (Europa) / Validity : None Ex nA G Zone 2 (International) / Validity : None Ex nA G Zone 2 (United Kingdom) / Validity : None Ex ia G Zone 0 (Europa) / Validity : None Ex ia G Zone 0 (International) / Validity : None Ex ia G Zone 0 (Korea) / Validity : None Ex ia G Zone 0 (North America) / Validity : None Ex ia G Zone 0 (United Kingdom) / Validity : None Ex nA G Zone 2 (Europa) / Validity : None Ex nA G Zone 2 (International) / Validity : None Ex nA G Zone 2 (United Kingdom) / Validity : None Ex ia G Zone 0 (Europa) / Validity : None Ex ia G Zone 0 (International) / Validity : None Ex ia G Zone 0 (Korea) / Validity : None Ex ia G Zone 0 (North America) / Validity : None Ex ia G Zone 0 (United Kingdom) / Validity : None Ex nA G Zone 2 (Europa) / Validity : None Ex nA G Zone 2 (International) / Validity : None Ex nA G Zone 2 (United Kingdom) / Validity : None Ex ia G Zone 0 (Europa) / Validity : None Ex ia G Zone 0 (International) / Validity : None Ex ia G Zone 0 (Korea) / Validity : None Ex ia G Zone 0 (North America) / Validity : None Ex ia G Zone 0 (United Kingdom) / Validity : None Ex nA G Zone 2 (Europa) / Validity : None Ex nA G Zone 2 (International) / Validity : None Ex nA G Zone 2 (United Kingdom) / Validity : None Ex ia G Zone 0 (Europa) / Validity : None Ex ia G Zone 0 (International) / Validity : None Ex ia G Zone 0 (Korea) / Validity : None Ex ia G Zone 0 (North America) / Validity : None Ex ia G Zone 0 (United Kingdom) / Validity : None Ex nA G Zone 2 (Europa) / Validity : None Ex nA G Zone 2 (International) / Validity : None Ex nA G Zone 2 (United Kingdom) / Validity : None Ex ia G Zone 0 (Europa) / Validity : None Ex ia G Zone 0 (International) / Validity : None Ex ia G Zone 0 (Korea) / Validity : None Ex ia G Zone 0 (North America) / Validity : None Ex ia G Zone 0 (United Kingdom) / Validity : None Ex nA G Zone 2 (Europa) / Validity : None Ex nA G Zone 2 (International) / Validity : None Ex nA G Zone 2 (United Kingdom) / Validity : None Ex ia G Zone 0 (Europa) / Validity : None Ex ia G Zone 0 (International) / Validity : None Ex ia G Zone 0 (Korea) / Validity : None Ex ia G Zone 0 (North America) / Validity : None Ex ia G Zone 0 (United Kingdom) / Validity : None Ex nA G Zone 2 (Europa) / Validity : None Ex nA G Zone 2 (International) / Validity : None Ex nA G Zone 2 (United Kingdom) / Validity : None Ex ia G Zone 0 (Europa) / Validity : None Ex ia G Zone 0 (International) / Validity : None Ex ia G Zone 0 (Korea) / Validity : None Ex ia G Zone 0 (North America) / Validity : None Ex ia G Zone 0 (United Kingdom) / Validity : None Ex nA G Zone 2 (Europa) / Validity : None Ex nA G Zone 2 (International) / Validity : None Ex nA G Zone 2 (United Kingdom) / Validity : None Ex ia G Zone 0 (Europa) / Validity : None Ex ia G Zone 0 (International) / Validity : None Ex ia G Zone 0 (Korea) / Validity : None Ex ia G Zone 0 (North America) / Validity : None Ex ia G Zone 0 (United Kingdom) / Validity : None Ex nA G Zone 2 (Europa) / Validity : None Ex nA G Zone 2 (International) / Validity : None Ex nA G Zone 2 (United Kingdom) / Validity : None Ex ia G Zone 0 (Europa) / Validity : None Ex ia G Zone 0 (International) / Validity : None Ex ia G Zone 0 (Korea) / Validity : None Ex ia G Zone 0 (North America) / Validity : None Ex ia G Zone 0 (United Kingdom) / Validity : None Ex nA G Zone 2 (Europa) / Validity : None Ex nA G Zone 2 (International) / Validity : None Ex nA G Zone 2 (United Kingdom) / Validity : None Ex ia G Zone 0 (Europa) / Validity : None Ex ia G Zone 0 (International) / Validity : None Ex ia G Zone 0 (Korea) / Validity : None Ex ia G Zone 0 (North America) / Validity : None Ex ia G Zone 0 (United Kingdom) / Validity : None Ex nA G Zone 2 (Europa) / Validity : None Ex nA G Zone 2 (International) / Validity : None Ex nA G Zone 2 (United Kingdom) / Validity : None Ex ia G Zone 0 (Europa) / Validity : None Ex ia G Zone 0 (International) / Validity : None Ex ia G Zone 0 (Korea) / Validity : None Ex ia G Zone 0 (North America) / Validity : None Ex ia G Zone 0 (United Kingdom) / Validity : None Ex nA G Zone 2 (Europa) / Validity : None Ex nA G Zone 2 (International) / Validity : None Ex nA G Zone 2 (United Kingdom) / Validity : None Ex ia G Zone 0 (Europa) / Validity : None Ex ia G Zone 0 (International) / Validity : None Ex ia G Zone 0 (Korea) / Validity : None Ex ia G Zone 0 (North America) / Validity : None Ex ia G Zone 0 (United Kingdom) / Validity : None Ex nA G Zone 2 (Europa) / Validity : None Ex nA G Zone 2 (International) / Validity : None Ex nA G Zone 2 (United Kingdom) / Validity : None Ex ia G Zone 0 (Europa) / Validity : None Ex ia G Zone 0 (International) / Validity : None Ex ia G Zone 0 (Korea) / Validity : None Ex ia G Zone 0 (North America) / Validity : None Ex ia G Zone 0 (United Kingdom) / Validity : None Ex nA G Zone 2 (Europa) / Validity : None Ex nA G Zone 2 (International) / Validity : None Ex nA G Zone 2 (United Kingdom) / Validity : None Ex ia G Zone 0 (Europa) / Validity : None Ex ia G Zone 0 (International) / Validity : None Ex ia G Zone 0 (Korea) / Validity : None Ex ia G Zone 0 (North America) / Validity : None Ex ia G Zone 0 (United Kingdom) / Validity : None Ex nA G Zone 2 (Europa) / Validity : None Ex nA G Zone 2 (International) / Validity : None Ex nA G Zone 2 (United Kingdom) / Validity : None Ex ia G Zone 0 (Europa) / Validity : None Ex ia G Zone 0 (International) / Validity : None Ex ia G Zone 0 (Korea) / Validity : None Ex ia G Zone 0 (North America) / Validity : None Ex ia G Zone 0 (United Kingdom) / Validity : None Ex nA G Zone 2 (Europa) / Validity : None Ex nA G Zone 2 (International) / Validity : None Ex nA G Zone 2 (United Kingdom) / Validity : None Ex ia G Zone 0 (Europa) / Validity : None Ex ia G Zone 0 (International) / Validity : None Ex ia G Zone 0 (Korea) / Validity : None Ex ia G Zone 0 (North America) / Validity : None Ex ia G Zone 0 (United Kingdom) / Validity : None Ex nA G Zone 2 (Europa) / Validity : None Ex nA G Zone 2 (International) / Validity : None Ex nA G Zone 2 (United Kingdom) / Validity : None Ex ia G Zone 0 (Europa) / Validity : None Ex ia G Zone 0 (International) / Validity : None Ex ia G Zone 0 (North America) / Validity : None Ex ia G Zone 0 (United Kingdom) / Validity : None Ex nA G Zone 2 (Europa) / Validity : None Ex nA G Zone 2 (International) / Validity : None Ex nA G Zone 2 (United Kingdom) / Validity : None Ex ia G Zone 0 (Europa) / Validity : None Ex ia G Zone 0 (International) / Validity : None Ex ia G Zone 0 (North America) / Validity : None Ex ia G Zone 0 (United Kingdom) / Validity : None Ex nA G Zone 2 (Europa) / Validity : None Ex nA G Zone 2 (International) / Validity : None Ex nA G Zone 2 (United Kingdom) / Validity : None Ex ia G Zone 0 (Europa) / Validity : None Ex ia G Zone 0 (International) / Validity : None Ex ia G Zone 0 (North America) / Validity : None Ex ia G Zone 0 (United Kingdom) / Validity : None Ex nA G Zone 2 (Europa) / Validity : None Ex nA G Zone 2 (International) / Validity : None Ex nA G Zone 2 (United Kingdom) / Validity : None Ex ia G Zone 0 (Europa) / Validity : None Ex ia G Zone 0 (International) / Validity : None Ex ia G Zone 0 (Korea) / Validity : None Ex ia G Zone 0 (North America) / Validity : None Ex ia G Zone 0 (United Kingdom) / Validity : None Ex nA G Zone 2 (Europa) / Validity : None Ex nA G Zone 2 (International) / Validity : None Ex nA G Zone 2 (United Kingdom) / Validity : None Ex ia G Zone 0 (Europa) / Validity : None Ex ia G Zone 0 (International) / Validity : None Ex ia G Zone 0 (North America) / Validity : None Ex ia G Zone 0 (Russia, Belarus, Kyrgyzstan, Armenia, Kazakhstan) / Validity : 18.02.2026 Ex nA G Zone 2 (Europa) / Validity : None Ex nA G Zone 2 (International) / Validity : None Ex nA G Zone 2 (North America) / Validity : None Ex nA G Zone 2 (Russia, Belarus, Kyrgyzstan, Armenia, Kazakhstan) / Validity : 18.02.2026 | No | No | .
143-702-000-01x | 143-702-000-011 | DocManager | CP702-01x Dynamic Pressure Sensor | CP702-01x | MC2 based sensing element, -55°C to +700°C, 229 pC/bar, 5 m integral MI cable, VM 7/16" high temp connector, Ex approved | . | 229pC/bar | -55 | 700 | 10 | 10000 | 7/16"-27UNS-2A | CPxxx, GSI127, IPC707, EC069, EC112, EC119, EC222, CG505, ABAxxx, JB105, JB116 | . |  |  |  | . | Switzerland | 90262000 | 0.45 |  | . | Dynamic Pressure Sensors | Dynamic pressure sensors (CP) | . | Ex ia G Zone 0 (Europa) / Validity : None Ex ia G Zone 0 (International) / Validity : None Ex ia G Zone 0 (North America) / Validity : None Ex ia G Zone 0 (Russia, Belarus, Kyrgyzstan, Armenia, Kazakhstan) / Validity : 18.02.2026 Ex nA G Zone 2 (Europa) / Validity : None Ex nA G Zone 2 (International) / Validity : None Ex nA G Zone 2 (North America) / Validity : None Ex nA G Zone 2 (Russia, Belarus, Kyrgyzstan, Armenia, Kazakhstan) / Validity : 18.02.2026 | EAC (Russia, Belarus, Kyrgyzstan, Armenia, Kazakhstan) / Validity : 29.09.2025 | No | .
144-134-000-20x | 144-134-000-203 | DocManager | CA134-20x Piezoelectric Accelerometer | CA134-20x | -253°C (20K) to +500°C, 10 pC/g, 7/16”-27 UNS-2A connector, Ex approved | . | 10pC/g | -253 | 500 | 0.5 | 6000 | 7/16"-27UNS-2A | CA134, IPC707, GSI127, TA104, TA105, EC069, EC112, EC390, CG505, ABAxxx, JB105, JB116 | . |  |  |  | . | Switzerland | 90318000999 | 0.11 |  | . | Vibration Sensors & Conditioners | Accelerometers without integrated electronics (CA) | . | Ex ia G Zone 0 (Brazil) / Validity : 19.01.2024 Ex ia G Zone 0 (China) / Validity : 07.04.2027 Ex ia G Zone 0 (Europa) / Validity : None Ex ia G Zone 0 (International) / Validity : None Ex ia G Zone 0 (Korea) / Validity : None Ex ia G Zone 0 (North America) / Validity : None Ex ia G Zone 0 (Russia, Belarus, Kyrgyzstan, Armenia, Kazakhstan) / Validity : 20.02.2026 Ex nA G Zone 2 (Brazil) / Validity : 19.01.2024 Ex nA G Zone 2 (Europa) / Validity : None Ex nA G Zone 2 (International) / Validity : None Ex nA G Zone 2 (Russia, Belarus, Kyrgyzstan, Armenia, Kazakhstan) / Validity : 20.02.2026 | EAC / Validity : 28.09.2025 | Pattern approval (Kazakhstan) / Validity : 26.08.2025 Pattern approval (Russia) / Validity : 15.09.2025 | .
144-134-000-61x | 144-134-000-612 | DocManager | CA134-61x Piezoelectric Accelerometer | CA134-61x | -253°C (20K) to +500°C, 10 pC/g, 2m integral MI cable with overbraid, VM high temp 7/16” connector, Ex approved | . | 10pC/g | -253 | 500 | 0.5 | 6000 | 7/16"-27UNS-2A | CA134, IPC707, GSI127, TA104, TA105, EC069, EC112, EC390, CG505, ABAxxx, JB105, JB116 | . |  |  |  | . | Switzerland | 90318000999 | 0.404 |  | . | Vibration Sensors & Conditioners | Accelerometers without integrated electronics (CA) | . | Ex ia G Zone 0 (Brazil) / Validity : 19.01.2024 Ex ia G Zone 0 (China) / Validity : 07.04.2027 Ex ia G Zone 0 (Europa) / Validity : None Ex ia G Zone 0 (International) / Validity : None Ex ia G Zone 0 (Korea) / Validity : None Ex ia G Zone 0 (North America) / Validity : None Ex ia G Zone 0 (Russia, Belarus, Kyrgyzstan, Armenia, Kazakhstan) / Validity : 20.02.2026 Ex ib G Zone 1 (Japan) / Validity : 07.01.2026 Ex nA G Zone 2 (Brazil) / Validity : 19.01.2024 Ex nA G Zone 2 (Europa) / Validity : None Ex nA G Zone 2 (International) / Validity : None Ex nA G Zone 2 (Russia, Belarus, Kyrgyzstan, Armenia, Kazakhstan) / Validity : 20.02.2026 | EAC / Validity : 28.09.2025 | Pattern approval (Kazakhstan) / Validity : 26.08.2025 Pattern approval (Russia) / Validity : 15.09.2025 | .
144-136-301-10x | 144-136-301-101 | DocManager | TA104 Mounting adaptor | TA104 | Mounting adapter for CA/CE 13x and 28x, stainless steel hexagonal base with M8 stud | . | N/A | N/A | N/A | N/A | N/A | N/A | CA13x, CA28x, CE13x, CE28x, IPC707, GSI127, TA104, TA105 | . |  |  |  | . |  |  |  |  | . | Sensor Accessories | Mounting Accessories | . | N/A | N/A | N/A | .
144-175-000-10x | 144-175-000-101 | DocManager | CA175-10x Piezoelectric Accelerometer | CA175-10x | -54 to +400°C, 50 pC/g, 4043mm MI cable. LM 5000 gas turbine. | . | 50pC/g | -54 | 400 | 20 | 350 | MS 3106-10SL-4S | CA175, IPC707, GSI127 | . |  |  |  | . | Switzerland | 90318000999 | 0.82 |  | . | Vibration Sensors & Conditioners | Accelerometers without integrated electronics (CA) | . | No | No | No | .
144-175-000-20x | 144-175-000-201 | DocManager | CA175-20x Piezoelectric Accelerometer | CA175-20x | -54 to +400°C, 50 pC/g, 3115 mm MI cable. | . | 50pC/g | -54 | 400 | 20 | 350 | MS 3106-10SL-4S | CA175, IPC707, GSI127 | . |  |  |  | . | Switzerland | 90318000999 | 0.68 |  | . | Vibration Sensors & Conditioners | Accelerometers without integrated electronics (CA) | . | No | No | No | .
144-202-000-10x | 144-202-000-106 | DocManager | CA202-10x Piezoelectric Accelerometer | CA202-10x | Ex nA, output 100 pC/g, Temp.-range -54°C to 260°C, 3 m cable protected by flexible sealed tube with flying leads. - 4x socket head screw M6x35 - 4x Ring spring washers M6 - 1x Securing ring DIN 6799 | . | 100pC/g | -54 | 260 | 0.5 | 6000 | Fliying leads | CA202, IPC707, GSI127, MA133, MF101, ABAxxx, JB105, JB116 | . | https://catalogue.meggittsensing.com/CA202.png | https://catalogue.meggittsensing.com/CA202-en-datasheet.pdf | https://catalogue.meggittsensing.com/CA202/ | . | Switzerland | 90318000999 | 0.712 |  | . | Vibration Sensors & Conditioners | Accelerometers without integrated electronics (CA) | . | Ex ia G Zone 0 (Europa) / Validity : None Ex ia G Zone 0 (Korea) / Validity : None Ex ia G Zone 0 (Russia, Belarus, Kyrgyzstan, Armenia, Kazakhstan) / Validity : 20.02.2026 Ex ia G Zone 0 (United Kingdom) / Validity : None Ex nA G Zone 2 (Europa) / Validity : None Ex nA G Zone 2 (International) / Validity : None Ex nA G Zone 2 (North America) / Validity : None Ex nA G Zone 2 (Russia, Belarus, Kyrgyzstan, Armenia, Kazakhstan) / Validity : 20.02.2026 Ex nA G Zone 2 (United Kingdom) / Validity : None | EAC (Russia, Belarus, Kyrgyzstan, Armenia, Kazakhstan) / Validity : 28.09.2025 | Pattern approval (Kazakhstan) / Validity : 26.08.2025 Pattern approval (Russia) / Validity : 15.09.2025 | .
144-202-000-11x | 144-202-000-116 | DocManager | CA202-11x Piezoelectric Accelerometer | CA202-11x | Ex nA, output 100 pC/g, Temp.-range -54°C to 260°C, 100 pC/g, 6 m cable protected by flexible sealed tube with flying leads. - 4x socket head screw M6x35 - 4x Ring spring washers M6 - 1x Securing ring DIN 6799 | . | 100pC/g | -54 | 260 | 0.5 | 6000 | Fliying leads | CA202, IPC707, GSI127, MA133, MF101, ABAxxx, JB105, JB116 | . | https://catalogue.meggittsensing.com/CA202.png | https://catalogue.meggittsensing.com/CA202-en-datasheet.pdf | https://catalogue.meggittsensing.com/CA202/ | . | Switzerland | 90318000999 |  |  | . | Vibration Sensors & Conditioners | Accelerometers without integrated electronics (CA) | . | Ex ia G Zone 0 (Europa) / Validity : None Ex ia G Zone 0 (Korea) / Validity : None Ex ia G Zone 0 (Russia, Belarus, Kyrgyzstan, Armenia, Kazakhstan) / Validity : 20.02.2026 Ex ia G Zone 0 (United Kingdom) / Validity : None Ex nA G Zone 2 (Europa) / Validity : None Ex nA G Zone 2 (International) / Validity : None Ex nA G Zone 2 (North America) / Validity : None Ex nA G Zone 2 (Russia, Belarus, Kyrgyzstan, Armenia, Kazakhstan) / Validity : 20.02.2026 Ex nA G Zone 2 (United Kingdom) / Validity : None | EAC (Russia, Belarus, Kyrgyzstan, Armenia, Kazakhstan) / Validity : 28.09.2025 | Pattern approval (Kazakhstan) / Validity : 26.08.2025 Pattern approval (Russia) / Validity : 15.09.2025 | .
144-202-000-12x | 144-202-000-126 | DocManager | CA202-12x Piezoelectric Accelerometer | CA202-12x | -54°C to 260°C, 100 pC/g, 11 m cable protected by flexible sealed tube with flying leads, Ex approved | . | 100pC/g | -54 | 260 | 0.5 | 6000 | Fliying leads | CA202, IPC707, GSI127, MA133, MF101, ABAxxx, JB105, JB116 | . | https://catalogue.meggittsensing.com/CA202.png | https://catalogue.meggittsensing.com/CA202-en-datasheet.pdf | https://catalogue.meggittsensing.com/CA202/ | . | Switzerland | 90318000999 | 1.728 |  | . | Vibration Sensors & Conditioners | Accelerometers without integrated electronics (CA) | . | Ex ia G Zone 0 (Europa) / Validity : None Ex ia G Zone 0 (Korea) / Validity : None Ex ia G Zone 0 (Russia, Belarus, Kyrgyzstan, Armenia, Kazakhstan) / Validity : 20.02.2026 Ex ia G Zone 0 (United Kingdom) / Validity : None Ex nA G Zone 2 (Europa) / Validity : None Ex nA G Zone 2 (International) / Validity : None Ex nA G Zone 2 (North America) / Validity : None Ex nA G Zone 2 (Russia, Belarus, Kyrgyzstan, Armenia, Kazakhstan) / Validity : 20.02.2026 Ex nA G Zone 2 (United Kingdom) / Validity : None | EAC (Russia, Belarus, Kyrgyzstan, Armenia, Kazakhstan) / Validity : 28.09.2025 | Pattern approval (Kazakhstan) / Validity : 26.08.2025 Pattern approval (Russia) / Validity : 15.09.2025 | .
144-202-000-13x | 144-202-000-136 | DocManager | CA202-13x Piezoelectric Accelerometer | CA202-13x | -54°C to 260°C, 100 pC/g, 20 m cable protected by flexible sealed tube with flying leads, Ex approved | . | 100pC/g | -54 | 260 | 0.5 | 6000 | Fliying leads | CA202, IPC707, GSI127, MA133, MF101, ABAxxx, JB105, JB116 | . | https://catalogue.meggittsensing.com/CA202.png | https://catalogue.meggittsensing.com/CA202-en-datasheet.pdf | https://catalogue.meggittsensing.com/CA202/ | . | Switzerland | 90318000999 |  |  | . | Vibration Sensors & Conditioners | Accelerometers without integrated electronics (CA) | . | Ex ia G Zone 0 (Europa) / Validity : None Ex ia G Zone 0 (Korea) / Validity : None Ex ia G Zone 0 (Russia, Belarus, Kyrgyzstan, Armenia, Kazakhstan) / Validity : 20.02.2026 Ex ia G Zone 0 (United Kingdom) / Validity : None Ex nA G Zone 2 (Europa) / Validity : None Ex nA G Zone 2 (International) / Validity : None Ex nA G Zone 2 (North America) / Validity : None Ex nA G Zone 2 (Russia, Belarus, Kyrgyzstan, Armenia, Kazakhstan) / Validity : 20.02.2026 Ex nA G Zone 2 (United Kingdom) / Validity : None | EAC (Russia, Belarus, Kyrgyzstan, Armenia, Kazakhstan) / Validity : 28.09.2025 | Pattern approval (Kazakhstan) / Validity : 26.08.2025 Pattern approval (Russia) / Validity : 15.09.2025 | .
144-202-000-20x | 144-202-000-206 | DocManager | CA202-20x Piezoelectric Accelerometer | CA202-20x | -54°C to 260°C, 100 pC/g, 3 m cable protected by flexible sealed tube with flying leads - 4 screws M6x35 - 4 washers for M6 - Clip DIN 6799 Replacement of 144-201-000-222 and 144-202-000-203 | . | 100pC/g | -54 | 260 | 0.5 | 6000 | Fliying leads | CA202, IPC707, GSI127, MA133, MF101, ABAxxx, JB105, JB116 | . | https://catalogue.meggittsensing.com/CA202.png | https://catalogue.meggittsensing.com/CA202-en-datasheet.pdf | https://catalogue.meggittsensing.com/CA202/ | . | Switzerland | 90318000999 | 0.8 |  | . | Vibration Sensors & Conditioners | Accelerometers without integrated electronics (CA) | . | No | No | No | .
144-202-000-21x | 144-202-000-216 | DocManager | CA202-21x Piezoelectric Accelerometer | CA202-21x | -54°C to 260°C, 100 pC/g, 6 m cable protected by flexible sealed tube with flying leads - 4 screws M6x35 - 4 washers for M6 - Clip DIN 6799 Replacement of 144-201-000-422 and 144-202-000-403 | . | 100pC/g | -54 | 260 | 0.5 | 6000 | Fliying leads | CA202, IPC707, GSI127, MA133, MF101, ABAxxx, JB105, JB116 | . | https://catalogue.meggittsensing.com/CA202.png | https://catalogue.meggittsensing.com/CA202-en-datasheet.pdf | https://catalogue.meggittsensing.com/CA202/ | . | Switzerland | 90318000999 | 1.08 |  | . | Vibration Sensors & Conditioners | Accelerometers without integrated electronics (CA) | . | No | No | No | .
144-202-000-22x | 144-202-000-226 | DocManager | CA202-22x Piezoelectric Accelerometer | CA202-22x | -54°C to 260°C, 100 pC/g, 11 m cable protected by flexible sealed tube with flying leads - 4 screws M6x35 - 4 washers for M6 - Clip DIN 6799 Replacement of 144-202-000-803 | . | 100pC/g | -54 | 260 | 0.5 | 6000 | Fliying leads | CA202, IPC707, GSI127, MA133, MF101, ABAxxx, JB105, JB116 | . | https://catalogue.meggittsensing.com/CA202.png | https://catalogue.meggittsensing.com/CA202-en-datasheet.pdf | https://catalogue.meggittsensing.com/CA202/ | . | Switzerland | 90318000999 | 1.71 |  | . | Vibration Sensors & Conditioners | Accelerometers without integrated electronics (CA) | . | No | No | No | .
144-202-000-23x | 144-202-000-236 | DocManager | CA202-23x Piezoelectric Accelerometer | CA202-23x | -54°C to 260°C, 100 pC/g, 20 m cable protected by flexible sealed tube with flying leads - 4 screws M6x35 - 4 washers for M6 - Clip DIN 6799 Replacement of 144-202-000-853 | . | 100pC/g | -54 | 260 | 0.5 | 6000 | Fliying leads | CA202, IPC707, GSI127, MA133, MF101, ABAxxx, JB105, JB116 | . | https://catalogue.meggittsensing.com/CA202.png | https://catalogue.meggittsensing.com/CA202-en-datasheet.pdf | https://catalogue.meggittsensing.com/CA202/ | . | Switzerland | 90318000999 | 2.85 |  | . | Vibration Sensors & Conditioners | Accelerometers without integrated electronics (CA) | . | No | No | No | .
144-202-000-30x | 144-202-000-306 | DocManager | CA202-30x Piezoelectric Accelerometer | CA202-30x | -54°C to 260°C, 100 pC/g, 8 m cable protected by flexible sealed tube with flying lead, Ex approved | . | 100pC/g | -54 | 260 | 0.5 | 6000 | Fliying leads | CA202, IPC707, GSI127, MA133, MF101, ABAxxx, JB105, JB116 | . | https://catalogue.meggittsensing.com/CA202.png | https://catalogue.meggittsensing.com/CA202-en-datasheet.pdf | https://catalogue.meggittsensing.com/CA202/ | . | Switzerland | 90318000999 |  |  | . | Vibration Sensors & Conditioners | Accelerometers without integrated electronics (CA) | . | Ex ia G Zone 0 (Europa) / Validity : None Ex ia G Zone 0 (Korea) / Validity : None Ex ia G Zone 0 (Russia, Belarus, Kyrgyzstan, Armenia, Kazakhstan) / Validity : 20.02.2026 Ex ia G Zone 0 (United Kingdom) / Validity : None Ex nA G Zone 2 (Europa) / Validity : None Ex nA G Zone 2 (International) / Validity : None Ex nA G Zone 2 (North America) / Validity : None Ex nA G Zone 2 (Russia, Belarus, Kyrgyzstan, Armenia, Kazakhstan) / Validity : 20.02.2026 Ex nA G Zone 2 (United Kingdom) / Validity : None | EAC (Russia, Belarus, Kyrgyzstan, Armenia, Kazakhstan) / Validity : 28.09.2025 | Pattern approval (Kazakhstan) / Validity : 26.08.2025 Pattern approval (Russia) / Validity : 15.09.2025 | .
144-202-000-31x | 144-202-000-316 | DocManager | CA202-31x Piezoelectric Accelerometer | CA202-31x | -54°C to 260°C, 100 pC/g, 3 m cable protected by flexible sealed tube with flying lead, Ex approved | . | 100pC/g | -54 | 260 | 0.5 | 6000 | Fliying leads | CA202, IPC707, GSI127, MA133, MF101, ABAxxx, JB105, JB116 | . | https://catalogue.meggittsensing.com/CA202.png | https://catalogue.meggittsensing.com/CA202-en-datasheet.pdf | https://catalogue.meggittsensing.com/CA202/ | . | Switzerland | 90318000999 |  |  | . | Vibration Sensors & Conditioners | Accelerometers without integrated electronics (CA) | . | Ex ia G Zone 0 (Europa) / Validity : None Ex ia G Zone 0 (Korea) / Validity : None Ex ia G Zone 0 (Russia, Belarus, Kyrgyzstan, Armenia, Kazakhstan) / Validity : 20.02.2026 Ex ia G Zone 0 (United Kingdom) / Validity : None Ex nA G Zone 2 (Europa) / Validity : None Ex nA G Zone 2 (International) / Validity : None Ex nA G Zone 2 (North America) / Validity : None Ex nA G Zone 2 (Russia, Belarus, Kyrgyzstan, Armenia, Kazakhstan) / Validity : 20.02.2026 Ex nA G Zone 2 (United Kingdom) / Validity : None | EAC (Russia, Belarus, Kyrgyzstan, Armenia, Kazakhstan) / Validity : 28.09.2025 | Pattern approval (Kazakhstan) / Validity : 26.08.2025 Pattern approval (Russia) / Validity : 15.09.2025 | .
144-202-000-32x | 144-202-000-326 | DocManager | CA202-32x Piezoelectric Accelerometer | CA202-32x | -54°C to 260°C, 100 pC/g, 11 m cable protected by flexible sealed tube with flying lead, Ex approved | . | 100pC/g | -54 | 260 | 0.5 | 6000 | Fliying leads | CA202, IPC707, GSI127, MA133, MF101, ABAxxx, JB105, JB116 | . | https://catalogue.meggittsensing.com/CA202.png | https://catalogue.meggittsensing.com/CA202-en-datasheet.pdf | https://catalogue.meggittsensing.com/CA202/ | . | Switzerland | 90318000999 |  |  | . | Vibration Sensors & Conditioners | Accelerometers without integrated electronics (CA) | . | Ex ia G Zone 0 (Europa) / Validity : None Ex ia G Zone 0 (Korea) / Validity : None Ex ia G Zone 0 (Russia, Belarus, Kyrgyzstan, Armenia, Kazakhstan) / Validity : 20.02.2026 Ex ia G Zone 0 (United Kingdom) / Validity : None Ex nA G Zone 2 (Europa) / Validity : None Ex nA G Zone 2 (International) / Validity : None Ex nA G Zone 2 (North America) / Validity : None Ex nA G Zone 2 (Russia, Belarus, Kyrgyzstan, Armenia, Kazakhstan) / Validity : 20.02.2026 Ex nA G Zone 2 (United Kingdom) / Validity : None | EAC (Russia, Belarus, Kyrgyzstan, Armenia, Kazakhstan) / Validity : 28.09.2025 | Pattern approval (Kazakhstan) / Validity : 26.08.2025 Pattern approval (Russia) / Validity : 15.09.2025 | .
144-202-000-50x | 144-202-000-506 | DocManager | CA202-50x Piezoelectric Accelerometer | CA202-50x | -54°C to 260°C, 100 pC/g, 6 m cable protected by flexible sealed tube with flying lead, Ex approved | . | 100pC/g | -54 | 260 | 0.5 | 6000 | Fliying leads | CA202, IPC707, GSI127, MA133, MF101, ABAxxx, JB105, JB116 | . | https://catalogue.meggittsensing.com/CA202.png | https://catalogue.meggittsensing.com/CA202-en-datasheet.pdf | https://catalogue.meggittsensing.com/CA202/ | . | Switzerland | 90318000999 |  |  | . | Vibration Sensors & Conditioners | Accelerometers without integrated electronics (CA) | . | Ex ia G Zone 0 (Europa) / Validity : None Ex ia G Zone 0 (Korea) / Validity : None Ex ia G Zone 0 (Russia, Belarus, Kyrgyzstan, Armenia, Kazakhstan) / Validity : 20.02.2026 Ex ia G Zone 0 (United Kingdom) / Validity : None Ex nA G Zone 2 (Europa) / Validity : None Ex nA G Zone 2 (International) / Validity : None Ex nA G Zone 2 (North America) / Validity : None Ex nA G Zone 2 (Russia, Belarus, Kyrgyzstan, Armenia, Kazakhstan) / Validity : 20.02.2026 Ex nA G Zone 2 (United Kingdom) / Validity : None | EAC (Russia, Belarus, Kyrgyzstan, Armenia, Kazakhstan) / Validity : 28.09.2025 | Pattern approval (Kazakhstan) / Validity : 26.08.2025 Pattern approval (Russia) / Validity : 15.09.2025 | .
144-202-000-51x | 144-202-000-516 | DocManager | CA202-51x Piezoelectric Accelerometer | CA202-51x | -54°C to 260°C, 100 pC/g, 10 m cable protected by flexible sealed tube with flying lead, Ex approved | . | 100pC/g | -54 | 260 | 0.5 | 6000 | Fliying leads | CA202, IPC707, GSI127, MA133, MF101, ABAxxx, JB105, JB116 | . | https://catalogue.meggittsensing.com/CA202.png | https://catalogue.meggittsensing.com/CA202-en-datasheet.pdf | https://catalogue.meggittsensing.com/CA202/ | . | Switzerland | 90318000999 |  |  | . | Vibration Sensors & Conditioners | Accelerometers without integrated electronics (CA) | . | Ex ia G Zone 0 (Europa) / Validity : None Ex ia G Zone 0 (Korea) / Validity : None Ex ia G Zone 0 (Russia, Belarus, Kyrgyzstan, Armenia, Kazakhstan) / Validity : 20.02.2026 Ex ia G Zone 0 (United Kingdom) / Validity : None Ex nA G Zone 2 (Europa) / Validity : None Ex nA G Zone 2 (International) / Validity : None Ex nA G Zone 2 (North America) / Validity : None Ex nA G Zone 2 (Russia, Belarus, Kyrgyzstan, Armenia, Kazakhstan) / Validity : 20.02.2026 Ex nA G Zone 2 (United Kingdom) / Validity : None | EAC (Russia, Belarus, Kyrgyzstan, Armenia, Kazakhstan) / Validity : 28.09.2025 | Pattern approval (Kazakhstan) / Validity : 26.08.2025 Pattern approval (Russia) / Validity : 15.09.2025 | .
144-280-000-01x | 144-280-000-016 | DocManager | CA280-01x Piezoelectric Accelerometer | CA280-01x | -54°C to +260°C, 100 pC/g, side connector, 7/16''-27 UNS-2A, Ex approved | . | 100pC/g | -54 | 260 | 0.5 | 10000 | 7/16″-27UNS-2B | CA280, GSI127, TA104, TA105, EC119, EC222, EC390, ABAxxx, JB105, JB116 | . | https://catalogue.meggittsensing.com/CA280.png | https://catalogue.meggittsensing.com/CA280-en-datasheet.pdf | https://catalogue.meggittsensing.com/CA280/ | . | Switzerland | 90318000999 |  |  | . | Vibration Sensors & Conditioners | Accelerometers without integrated electronics (CA) | . | Ex ia G Zone 0 (Europa) / Validity : None Ex ia G Zone 0 (International) / Validity : None Ex ia G Zone 0 (Korea) / Validity : None Ex ia G Zone 0 (North America) / Validity : None Ex ia G Zone 0 (Russia, Belarus, Kyrgyzstan, Armenia, Kazakhstan) / Validity : 20.02.2026 Ex nA G Zone 2 (Europa) / Validity : None Ex nA G Zone 2 (International) / Validity : None Ex nA G Zone 2 (North America) / Validity : None Ex nA G Zone 2 (Russia, Belarus, Kyrgyzstan, Armenia, Kazakhstan) / Validity : 20.02.2026 | EAC (Russia, Belarus, Kyrgyzstan, Armenia, Kazakhstan) / Validity : 28.09.2025 | Pattern approval (Kazakhstan) / Validity : 26.08.2025 Pattern approval (Russia) / Validity : 15.09.2025 | .
144-280-000-11x | 144-280-000-116 | DocManager | CA280-11x Piezoelectric Accelerometer | CA280-11x | -54°C to +260°C, 100 pC/g, 3m cable protected by flexible sealed tube with flying leads, Ex approved | . | 100pC/g | -54 | 260 | 0.5 | 10000 | 7/16″-27UNS-2B | CA280, GSI127, TA104, TA105, EC119, EC222, EC390, ABAxxx, JB105, JB116 | . | https://catalogue.meggittsensing.com/CA280.png | https://catalogue.meggittsensing.com/CA280-en-datasheet.pdf | https://catalogue.meggittsensing.com/CA280/ | . | Switzerland | 90318000999 | 0.48 |  | . | Vibration Sensors & Conditioners | Accelerometers without integrated electronics (CA) | . | Ex ia G Zone 0 (Europa) / Validity : None Ex ia G Zone 0 (International) / Validity : None Ex ia G Zone 0 (Korea) / Validity : None Ex ia G Zone 0 (North America) / Validity : None Ex ia G Zone 0 (Russia, Belarus, Kyrgyzstan, Armenia, Kazakhstan) / Validity : 20.02.2026 Ex nA G Zone 2 (Europa) / Validity : None Ex nA G Zone 2 (International) / Validity : None Ex nA G Zone 2 (North America) / Validity : None Ex nA G Zone 2 (Russia, Belarus, Kyrgyzstan, Armenia, Kazakhstan) / Validity : 20.02.2026 | EAC (Russia, Belarus, Kyrgyzstan, Armenia, Kazakhstan) / Validity : 28.09.2025 | Pattern approval (Kazakhstan) / Validity : 26.08.2025 Pattern approval (Russia) / Validity : 15.09.2025 | .
144-280-000-12x | 144-280-000-126 | DocManager | CA280-12x Piezoelectric Accelerometer | CA280-12x | -54°C to +260°C, 100 pC/g, 6m cable protected by flexible sealed tube with flying leads, Ex approved | . | 100pC/g | -54 | 260 | 0.5 | 10000 | 7/16″-27UNS-2B | CA280, GSI127, TA104, TA105, EC119, EC222, EC390, ABAxxx, JB105, JB116 | . | https://catalogue.meggittsensing.com/CA280.png | https://catalogue.meggittsensing.com/CA280-en-datasheet.pdf | https://catalogue.meggittsensing.com/CA280/ | . | Switzerland | 90318000999 | 0.832 |  | . | Vibration Sensors & Conditioners | Accelerometers without integrated electronics (CA) | . | Ex ia G Zone 0 (Europa) / Validity : None Ex ia G Zone 0 (International) / Validity : None Ex ia G Zone 0 (Korea) / Validity : None Ex ia G Zone 0 (North America) / Validity : None Ex ia G Zone 0 (Russia, Belarus, Kyrgyzstan, Armenia, Kazakhstan) / Validity : 20.02.2026 Ex nA G Zone 2 (Europa) / Validity : None Ex nA G Zone 2 (International) / Validity : None Ex nA G Zone 2 (North America) / Validity : None Ex nA G Zone 2 (Russia, Belarus, Kyrgyzstan, Armenia, Kazakhstan) / Validity : 20.02.2026 | EAC (Russia, Belarus, Kyrgyzstan, Armenia, Kazakhstan) / Validity : 28.09.2025 | Pattern approval (Kazakhstan) / Validity : 26.08.2025 Pattern approval (Russia) / Validity : 15.09.2025 | .
144-280-000-21x | 144-280-000-216 | DocManager | CA280-21x Piezoelectric Accelerometer | CA280-21x | -54°C to +260°C, 100 pC/g, 3m cable protected by flexible sealed tube with flying leads, Ex approved | . | 100pC/g | -54 | 260 | 0.5 | 6000 | 7/16″-27UNS-2B | CA280, GSI127, TA104, TA105, EC119, EC222, EC390, ABAxxx, JB105, JB116 | . |  |  |  | . | Switzerland | 90318000999 |  |  | . | Vibration Sensors & Conditioners | Accelerometers without integrated electronics (CA) | . | Ex ia G Zone 0 (Europa) / Validity : None Ex ia G Zone 0 (International) / Validity : None Ex ia G Zone 0 (Korea) / Validity : None Ex ia G Zone 0 (North America) / Validity : None Ex ia G Zone 0 (Russia, Belarus, Kyrgyzstan, Armenia, Kazakhstan) / Validity : 20.02.2026 Ex nA G Zone 2 (Europa) / Validity : None Ex nA G Zone 2 (International) / Validity : None Ex nA G Zone 2 (North America) / Validity : None Ex nA G Zone 2 (Russia, Belarus, Kyrgyzstan, Armenia, Kazakhstan) / Validity : 20.02.2026 | EAC (Russia, Belarus, Kyrgyzstan, Armenia, Kazakhstan) / Validity : 28.09.2025 | Pattern approval (Kazakhstan) / Validity : 26.08.2025 Pattern approval (Russia) / Validity : 15.09.2025 | .
144-280-000-22x | 144-280-000-226 | DocManager | CA280-22x Piezoelectric Accelerometer | CA280-22x | -54°C to +260°C, 100 pC/g, 6m cable protected by flexible sealed tube with flying leads, Ex approved | . | 100pC/g | -54 | 260 | 0.5 | 6000 | 7/16″-27UNS-2B | CA280, GSI127, TA104, TA105, EC119, EC222, EC390, ABAxxx, JB105, JB116 | . |  |  |  | . | Switzerland | 90318000999 |  |  | . | Vibration Sensors & Conditioners | Accelerometers without integrated electronics (CA) | . | Ex ia G Zone 0 (Europa) / Validity : None Ex ia G Zone 0 (International) / Validity : None Ex ia G Zone 0 (Korea) / Validity : None Ex ia G Zone 0 (North America) / Validity : None Ex ia G Zone 0 (Russia, Belarus, Kyrgyzstan, Armenia, Kazakhstan) / Validity : 20.02.2026 Ex nA G Zone 2 (Europa) / Validity : None Ex nA G Zone 2 (International) / Validity : None Ex nA G Zone 2 (North America) / Validity : None Ex nA G Zone 2 (Russia, Belarus, Kyrgyzstan, Armenia, Kazakhstan) / Validity : 20.02.2026 | EAC (Russia, Belarus, Kyrgyzstan, Armenia, Kazakhstan) / Validity : 28.09.2025 | Pattern approval (Kazakhstan) / Validity : 26.08.2025 Pattern approval (Russia) / Validity : 15.09.2025 | .
144-280-000-23x | 144-280-000-236 | DocManager | CA280-23x Piezoelectric Accelerometer | CA280-23x | -54°C to +260°C, 100 pC/g, 10m cable protected by flexible sealed tube with flying leads, Ex approved | . | 100pC/g | -54 | 260 | 0.5 | 6000 | 7/16″-27UNS-2B | CA280, GSI127, TA104, TA105, EC119, EC222, EC390, ABAxxx, JB105, JB116 | . |  |  |  | . | Switzerland | 90318000999 |  |  | . | Vibration Sensors & Conditioners | Accelerometers without integrated electronics (CA) | . | Ex ia G Zone 0 (Europa) / Validity : None Ex ia G Zone 0 (International) / Validity : None Ex ia G Zone 0 (Korea) / Validity : None Ex ia G Zone 0 (North America) / Validity : None Ex ia G Zone 0 (Russia, Belarus, Kyrgyzstan, Armenia, Kazakhstan) / Validity : 20.02.2026 Ex nA G Zone 2 (Europa) / Validity : None Ex nA G Zone 2 (International) / Validity : None Ex nA G Zone 2 (North America) / Validity : None Ex nA G Zone 2 (Russia, Belarus, Kyrgyzstan, Armenia, Kazakhstan) / Validity : 20.02.2026 | EAC (Russia, Belarus, Kyrgyzstan, Armenia, Kazakhstan) / Validity : 28.09.2025 | Pattern approval (Kazakhstan) / Validity : 26.08.2025 Pattern approval (Russia) / Validity : 15.09.2025 | .
144-303-000-01x | 144-303-000-011 | DocManager | CA303-01x Piezoelectric Accelerometer | CA303-01x | -54°C to +455°C (850°F), 50 pC/g, Side connector, 5/8"-24 UNEF-2A, Ex approved Replacement of 303-031 | . | 50pC/g | -54 | 455 | 5 | 3000 | 5/8"-24UNEF-2A | CA303, IPC707, GSI127, EC348, ABAxxx, JB105, JB116 | . |  |  |  | . | Switzerland | 90318000999 | 0.35 |  | . | Vibration Sensors & Conditioners | Accelerometers without integrated electronics (CA) | . | Ex ia G Zone 0 (Europa) / Validity : None Ex ia G Zone 0 (North America) / Validity : None Ex ia G Zone 0 (Russia, Belarus, Kyrgyzstan, Armenia, Kazakhstan) / Validity : 20.02.2026 Ex nA G Zone 2 (Europa) / Validity : None Ex nA G Zone 2 (International) / Validity : None Ex nA G Zone 2 (Russia, Belarus, Kyrgyzstan, Armenia, Kazakhstan) / Validity : 20.02.2026 | EAC (Russia, Belarus, Kyrgyzstan, Armenia, Kazakhstan) / Validity : 28.09.2025 | Pattern approval (Kazakhstan) / Validity : 26.08.2025 Pattern approval (Russia) / Validity : 15.09.2025 | .
144-303-000-11x | 144-303-000-111 | DocManager | CA303-11x Piezoelectric Accelerometer | CA303-11x | -54°C to +455°C (850°F), 50 pC/g, 2.1 m (84") integral MI cable with stainless steel overbraid and 5/8"-24 UNEF-2A, Ex approved Replacement of 303-02 | . | 50pC/g | -54 | 455 | 5 | 3000 | 5/8"-24UNEF-2A | CA303, IPC707, GSI127, EC348, ABAxxx, JB105, JB116 | . |  |  |  | . | Switzerland | 90318000999 | 0.7 |  | . | Vibration Sensors & Conditioners | Accelerometers without integrated electronics (CA) | . | Ex ia G Zone 0 (Europa) / Validity : None Ex ia G Zone 0 (North America) / Validity : None Ex ia G Zone 0 (Russia, Belarus, Kyrgyzstan, Armenia, Kazakhstan) / Validity : 20.02.2026 Ex nA G Zone 2 (Europa) / Validity : None Ex nA G Zone 2 (International) / Validity : None Ex nA G Zone 2 (Russia, Belarus, Kyrgyzstan, Armenia, Kazakhstan) / Validity : 20.02.2026 | EAC (Russia, Belarus, Kyrgyzstan, Armenia, Kazakhstan) / Validity : 28.09.2025 | Pattern approval (Kazakhstan) / Validity : 26.08.2025 Pattern approval (Russia) / Validity : 15.09.2025 | .
144-303-000-21x | 144-303-000-211 | DocManager | CA303-21x Piezoelectric Accelerometer | CA303-21x | -54°C to +455°C (850°F), 50 pC/g, 1.02 m (40") integral MI cable with overbraid and M83723/89Y1020-6, Ex approved | . | 50pC/g | -54 | 455 | 5 | 3000 | M83723/89Y1020-6 | CA303, IPC707, GSI127, EC349, ABAxxx, JB105, JB116 | . |  |  |  | . | Switzerland | 90318000999 |  |  | . | Vibration Sensors & Conditioners | Accelerometers without integrated electronics (CA) | . | Ex ia G Zone 0 (Europa) / Validity : None Ex ia G Zone 0 (North America) / Validity : None Ex ia G Zone 0 (Russia, Belarus, Kyrgyzstan, Armenia, Kazakhstan) / Validity : 20.02.2026 Ex nA G Zone 2 (Europa) / Validity : None Ex nA G Zone 2 (International) / Validity : None Ex nA G Zone 2 (Russia, Belarus, Kyrgyzstan, Armenia, Kazakhstan) / Validity : 20.02.2026 | EAC (Russia, Belarus, Kyrgyzstan, Armenia, Kazakhstan) / Validity : 28.09.2025 | Pattern approval (Kazakhstan) / Validity : 26.08.2025 Pattern approval (Russia) / Validity : 15.09.2025 | .
144-303-000-22x | 144-303-000-221 | DocManager | CA303-22x Piezoelectric Accelerometer | CA303-22x | -54°C to +455°C (850°F), 50 pC/g, 2.06 m (81") integral MI cable with overbraid and M83723/89Y1020-6, Ex approved, replacement of 303-033 | . | 50pC/g | -54 | 455 | 5 | 3000 | M83723/89Y1020-6 | CA303, IPC707, GSI127, EC349, ABAxxx, JB105, JB116 | . |  |  |  | . | Switzerland | 90318000999 | 0.7 |  | . | Vibration Sensors & Conditioners | Accelerometers without integrated electronics (CA) | . | Ex ia G Zone 0 (Europa) / Validity : None Ex ia G Zone 0 (North America) / Validity : None Ex ia G Zone 0 (Russia, Belarus, Kyrgyzstan, Armenia, Kazakhstan) / Validity : 20.02.2026 Ex nA G Zone 2 (Europa) / Validity : None Ex nA G Zone 2 (International) / Validity : None Ex nA G Zone 2 (Russia, Belarus, Kyrgyzstan, Armenia, Kazakhstan) / Validity : 20.02.2026 | EAC (Russia, Belarus, Kyrgyzstan, Armenia, Kazakhstan) / Validity : 28.09.2025 | Pattern approval (Kazakhstan) / Validity : 26.08.2025 Pattern approval (Russia) / Validity : 15.09.2025 | .
144-303-000-23x | 144-303-000-231 | DocManager | CA303-23x Piezoelectric Accelerometer | CA303-23x | -54°C to +455°C (850°F), 50 pC/g, 1.14 m (45") integral MI cable with overbraid and M83723/89Y1020-6, Ex approved | . | 50pC/g | -54 | 455 | 5 | 3000 | M83723/89Y1020-6 | CA303, IPC707, GSI127, EC349, ABAxxx, JB105, JB116 | . |  |  |  | . | Switzerland | 90318000999 |  |  | . | Vibration Sensors & Conditioners | Accelerometers without integrated electronics (CA) | . | Ex ia G Zone 0 (Europa) / Validity : None Ex ia G Zone 0 (North America) / Validity : None Ex ia G Zone 0 (Russia, Belarus, Kyrgyzstan, Armenia, Kazakhstan) / Validity : 20.02.2026 Ex nA G Zone 2 (Europa) / Validity : None Ex nA G Zone 2 (International) / Validity : None Ex nA G Zone 2 (Russia, Belarus, Kyrgyzstan, Armenia, Kazakhstan) / Validity : 20.02.2026 | EAC (Russia, Belarus, Kyrgyzstan, Armenia, Kazakhstan) / Validity : 28.09.2025 | Pattern approval (Kazakhstan) / Validity : 26.08.2025 Pattern approval (Russia) / Validity : 15.09.2025 | .
144-303-000-24x | 144-303-000-241 | DocManager | CA303-24x Piezoelectric Accelerometer | CA303-24x | -54°C to +455°C (850°F), 50 pC/g, 1.35 m (53") integral MI cable with overbraid and M83723/89Y1020-6, Ex approved, replacement of 303-035 | . | 50pC/g | -54 | 455 | 5 | 3000 | M83723/89Y1020-6 | CA303, IPC707, GSI127, EC349, ABAxxx, JB105, JB116 | . |  |  |  | . | Switzerland | 90318000999 | 0.575 |  | . | Vibration Sensors & Conditioners | Accelerometers without integrated electronics (CA) | . | Ex ia G Zone 0 (Europa) / Validity : None Ex ia G Zone 0 (North America) / Validity : None Ex ia G Zone 0 (Russia, Belarus, Kyrgyzstan, Armenia, Kazakhstan) / Validity : 20.02.2026 Ex nA G Zone 2 (Europa) / Validity : None Ex nA G Zone 2 (International) / Validity : None Ex nA G Zone 2 (Russia, Belarus, Kyrgyzstan, Armenia, Kazakhstan) / Validity : 20.02.2026 | EAC (Russia, Belarus, Kyrgyzstan, Armenia, Kazakhstan) / Validity : 28.09.2025 | Pattern approval (Kazakhstan) / Validity : 26.08.2025 Pattern approval (Russia) / Validity : 15.09.2025 | .
144-303-000-25x | 144-303-000-251 | DocManager | CA303-25x Piezoelectric Accelerometer | CA303-25x | -54°C to +455°C (850°F), 50 pC/g, 1.27 m (50") integral MI cable with overbraid and M83723/89Y1020-6, Ex approved, replacement of 303-039 | . | 50pC/g | -54 | 455 | 5 | 3000 | M83723/89Y1020-6 | CA303, IPC707, GSI127, EC349, ABAxxx, JB105, JB116 | . |  |  |  | . | Switzerland | 90318000999 | 0.56 |  | . | Vibration Sensors & Conditioners | Accelerometers without integrated electronics (CA) | . | Ex ia G Zone 0 (Europa) / Validity : None Ex ia G Zone 0 (North America) / Validity : None Ex ia G Zone 0 (Russia, Belarus, Kyrgyzstan, Armenia, Kazakhstan) / Validity : 20.02.2026 Ex nA G Zone 2 (Europa) / Validity : None Ex nA G Zone 2 (International) / Validity : None Ex nA G Zone 2 (Russia, Belarus, Kyrgyzstan, Armenia, Kazakhstan) / Validity : 20.02.2026 | EAC (Russia, Belarus, Kyrgyzstan, Armenia, Kazakhstan) / Validity : 28.09.2025 | Pattern approval (Kazakhstan) / Validity : 26.08.2025 Pattern approval (Russia) / Validity : 15.09.2025 | .
144-303-000-26x | 144-303-000-261 | DocManager | CA303-26x Piezoelectric Accelerometer | CA303-26x | -54°C to +455°C (850°F), 50 pC/g, 1.98 m (78") integral MI cable with overbraid and M83723/89Y1020-6, Ex approved, replacement of 303-041 | . | 50pC/g | -54 | 455 | 5 | 3000 | M83723/89Y1020-6 | CA303, IPC707, GSI127, EC349, ABAxxx, JB105, JB116 | . |  |  |  | . | Switzerland | 90318000999 | 0.66 |  | . | Vibration Sensors & Conditioners | Accelerometers without integrated electronics (CA) | . | Ex ia G Zone 0 (Europa) / Validity : None Ex ia G Zone 0 (North America) / Validity : None Ex ia G Zone 0 (Russia, Belarus, Kyrgyzstan, Armenia, Kazakhstan) / Validity : 20.02.2026 Ex nA G Zone 2 (Europa) / Validity : None Ex nA G Zone 2 (International) / Validity : None Ex nA G Zone 2 (Russia, Belarus, Kyrgyzstan, Armenia, Kazakhstan) / Validity : 20.02.2026 | EAC (Russia, Belarus, Kyrgyzstan, Armenia, Kazakhstan) / Validity : 28.09.2025 | Pattern approval (Kazakhstan) / Validity : 26.08.2025 Pattern approval (Russia) / Validity : 15.09.2025 | .
144-303-000-27x | 144-303-000-271 | DocManager | CA303-27x Piezoelectric Accelerometer | CA303-27x | -54°C to +455°C (850°F), 50 pC/g, 2.64 m (104") integral MI cable with overbraid and M83723/89Y1020-6, Ex approved, replacement of 303-037 | . | 50pC/g | -54 | 455 | 5 | 3000 | M83723/89Y1020-6 | CA303, IPC707, GSI127, EC349, ABAxxx, JB105, JB116 | . |  |  |  | . | Switzerland | 90318000999 | 0.75 |  | . | Vibration Sensors & Conditioners | Accelerometers without integrated electronics (CA) | . | Ex ia G Zone 0 (Europa) / Validity : None Ex ia G Zone 0 (North America) / Validity : None Ex ia G Zone 0 (Russia, Belarus, Kyrgyzstan, Armenia, Kazakhstan) / Validity : 20.02.2026 Ex nA G Zone 2 (Europa) / Validity : None Ex nA G Zone 2 (International) / Validity : None Ex nA G Zone 2 (Russia, Belarus, Kyrgyzstan, Armenia, Kazakhstan) / Validity : 20.02.2026 | EAC (Russia, Belarus, Kyrgyzstan, Armenia, Kazakhstan) / Validity : 28.09.2025 | Pattern approval (Kazakhstan) / Validity : 26.08.2025 Pattern approval (Russia) / Validity : 15.09.2025 | .
144-303-000-28x | 144-303-000-281 | DocManager | CA303-28x Piezoelectric Accelerometer | CA303-28x | -54°C to +455°C (850°F), 50 pC/g, 0.69 m (27") integral MI cable with overbraid and M83723/89Y1020-6, Ex approved | . | 50pC/g | -54 | 455 | 5 | 3000 | M83723/89Y1020-6 | CA303, IPC707, GSI127, EC349, ABAxxx, JB105, JB116 | . |  |  |  | . | Switzerland | 90318000999 |  |  | . | Vibration Sensors & Conditioners | Accelerometers without integrated electronics (CA) | . | Ex ia G Zone 0 (Europa) / Validity : None Ex ia G Zone 0 (North America) / Validity : None Ex ia G Zone 0 (Russia, Belarus, Kyrgyzstan, Armenia, Kazakhstan) / Validity : 20.02.2026 Ex nA G Zone 2 (Europa) / Validity : None Ex nA G Zone 2 (International) / Validity : None Ex nA G Zone 2 (Russia, Belarus, Kyrgyzstan, Armenia, Kazakhstan) / Validity : 20.02.2026 | EAC (Russia, Belarus, Kyrgyzstan, Armenia, Kazakhstan) / Validity : 28.09.2025 | Pattern approval (Kazakhstan) / Validity : 26.08.2025 Pattern approval (Russia) / Validity : 15.09.2025 | .
144-303-000-29x | 144-303-000-291 | DocManager | CA303-29x Piezoelectric Accelerometer | CA303-29x | -54°C to +455°C (850°F), 50 pC/g, 1.55 m (61") integral MI cable with overbraid and M83723/89Y1020-6, Ex approved | . | 50pC/g | -54 | 455 | 5 | 3000 | M83723/89Y1020-6 | CA303, IPC707, GSI127, EC349, ABAxxx, JB105, JB116 | . |  |  |  | . | Switzerland | 90318000999 |  |  | . | Vibration Sensors & Conditioners | Accelerometers without integrated electronics (CA) | . | Ex ia G Zone 0 (Europa) / Validity : None Ex ia G Zone 0 (North America) / Validity : None Ex ia G Zone 0 (Russia, Belarus, Kyrgyzstan, Armenia, Kazakhstan) / Validity : 20.02.2026 Ex nA G Zone 2 (Europa) / Validity : None Ex nA G Zone 2 (International) / Validity : None Ex nA G Zone 2 (Russia, Belarus, Kyrgyzstan, Armenia, Kazakhstan) / Validity : 20.02.2026 | EAC (Russia, Belarus, Kyrgyzstan, Armenia, Kazakhstan) / Validity : 28.09.2025 | Pattern approval (Kazakhstan) / Validity : 26.08.2025 Pattern approval (Russia) / Validity : 15.09.2025 | .
144-303-000-31x | 144-303-000-311 | DocManager | CA303-31x Piezoelectric Accelerometer | CA303-31x | -54°C to +455°C (850°F), 50 pC/g, 1.22 m (48") integral MI cable with overbraid and M83723/89Y1020-N, Ex approved, replacement of 303-032 | . | 50pC/g | -54 | 455 | 5 | 3000 | M83723/89Y1020-N | CA303, IPC707, GSI127, EC350, ABAxxx, JB105, JB116 | . |  |  |  | . | Switzerland | 90318000999 | 0.56 |  | . | Vibration Sensors & Conditioners | Accelerometers without integrated electronics (CA) | . | Ex ia G Zone 0 (Europa) / Validity : None Ex ia G Zone 0 (North America) / Validity : None Ex ia G Zone 0 (Russia, Belarus, Kyrgyzstan, Armenia, Kazakhstan) / Validity : 20.02.2026 Ex nA G Zone 2 (Europa) / Validity : None Ex nA G Zone 2 (International) / Validity : None Ex nA G Zone 2 (Russia, Belarus, Kyrgyzstan, Armenia, Kazakhstan) / Validity : 20.02.2026 | EAC (Russia, Belarus, Kyrgyzstan, Armenia, Kazakhstan) / Validity : 28.09.2025 | Pattern approval (Kazakhstan) / Validity : 26.08.2025 Pattern approval (Russia) / Validity : 15.09.2025 | .
144-303-000-32x | 144-303-000-321 | DocManager | CA303-32x Piezoelectric Accelerometer | CA303-32x | -54°C to +455°C (850°F), 50 pC/g, 2.06 m (81") integral MI cable with overbraid and M83723/89Y1020-N, Ex approved | . | 50pC/g | -54 | 455 | 5 | 3000 | M83723/89Y1020-N | CA303, IPC707, GSI127, EC350, ABAxxx, JB105, JB116 | . |  |  |  | . | Switzerland | 90318000999 | 0.68 |  | . | Vibration Sensors & Conditioners | Accelerometers without integrated electronics (CA) | . | Ex ia G Zone 0 (Europa) / Validity : None Ex ia G Zone 0 (North America) / Validity : None Ex ia G Zone 0 (Russia, Belarus, Kyrgyzstan, Armenia, Kazakhstan) / Validity : 20.02.2026 Ex nA G Zone 2 (Europa) / Validity : None Ex nA G Zone 2 (International) / Validity : None Ex nA G Zone 2 (Russia, Belarus, Kyrgyzstan, Armenia, Kazakhstan) / Validity : 20.02.2026 | EAC (Russia, Belarus, Kyrgyzstan, Armenia, Kazakhstan) / Validity : 28.09.2025 | Pattern approval (Kazakhstan) / Validity : 26.08.2025 Pattern approval (Russia) / Validity : 15.09.2025 | .
144-303-000-33x | 144-303-000-331 | DocManager | CA303-33x Piezoelectric Accelerometer | CA303-33x | -54°C to +455°C (850°F), 50 pC/g, 1.14 m (45") integral MI cable with overbraid and M83723/89Y1020-N, Ex approved, replacement of 303-034 | . | 50pC/g | -54 | 455 | 5 | 3000 | M83723/89Y1020-N | CA303, IPC707, GSI127, EC350, ABAxxx, JB105, JB116 | . |  |  |  | . | Switzerland | 90318000999 | 0.54 |  | . | Vibration Sensors & Conditioners | Accelerometers without integrated electronics (CA) | . | Ex ia G Zone 0 (Europa) / Validity : None Ex ia G Zone 0 (North America) / Validity : None Ex ia G Zone 0 (Russia, Belarus, Kyrgyzstan, Armenia, Kazakhstan) / Validity : 20.02.2026 Ex nA G Zone 2 (Europa) / Validity : None Ex nA G Zone 2 (International) / Validity : None Ex nA G Zone 2 (Russia, Belarus, Kyrgyzstan, Armenia, Kazakhstan) / Validity : 20.02.2026 | EAC (Russia, Belarus, Kyrgyzstan, Armenia, Kazakhstan) / Validity : 28.09.2025 | Pattern approval (Kazakhstan) / Validity : 26.08.2025 Pattern approval (Russia) / Validity : 15.09.2025 | .
144-303-000-38x | 144-303-000-381 | DocManager | CA303-38x Piezoelectric Accelerometer | CA303-38x | -54°C to +455°C (850°F), 50 pC/g, 0.69 m (27") integral MI cable with overbraid and M83723/89Y1020-N, Ex approved, replacement of 303-036 | . | 50pC/g | -54 | 455 | 5 | 3000 | M83723/89Y1020-N | CA303, IPC707, GSI127, EC350, ABAxxx, JB105, JB116 | . |  |  |  | . | Switzerland | 90318000999 | 0.48 |  | . | Vibration Sensors & Conditioners | Accelerometers without integrated electronics (CA) | . | Ex ia G Zone 0 (Europa) / Validity : None Ex ia G Zone 0 (North America) / Validity : None Ex ia G Zone 0 (Russia, Belarus, Kyrgyzstan, Armenia, Kazakhstan) / Validity : 20.02.2026 Ex nA G Zone 2 (Europa) / Validity : None Ex nA G Zone 2 (International) / Validity : None Ex nA G Zone 2 (Russia, Belarus, Kyrgyzstan, Armenia, Kazakhstan) / Validity : 20.02.2026 | EAC (Russia, Belarus, Kyrgyzstan, Armenia, Kazakhstan) / Validity : 28.09.2025 | Pattern approval (Kazakhstan) / Validity : 26.08.2025 Pattern approval (Russia) / Validity : 15.09.2025 | .
144-303-000-39x | 144-303-000-391 | DocManager | CA303-39x Piezoelectric Accelerometer | CA303-39x | -54°C to +455°C (850°F), 50 pC/g, 1.4 m (55") integral MI cable with overbraid and M83723/89Y1020-N, Ex approved, replacement of 303-038 | . | 50pC/g | -54 | 455 | 5 | 3000 | M83723/89Y1020-N | CA303, IPC707, GSI127, EC350, ABAxxx, JB105, JB116 | . |  |  |  | . | Switzerland | 90318000999 | 0.58 |  | . | Vibration Sensors & Conditioners | Accelerometers without integrated electronics (CA) | . | Ex ia G Zone 0 (Europa) / Validity : None Ex ia G Zone 0 (North America) / Validity : None Ex ia G Zone 0 (Russia, Belarus, Kyrgyzstan, Armenia, Kazakhstan) / Validity : 20.02.2026 Ex nA G Zone 2 (Europa) / Validity : None Ex nA G Zone 2 (International) / Validity : None Ex nA G Zone 2 (Russia, Belarus, Kyrgyzstan, Armenia, Kazakhstan) / Validity : 20.02.2026 | EAC (Russia, Belarus, Kyrgyzstan, Armenia, Kazakhstan) / Validity : 28.09.2025 | Pattern approval (Kazakhstan) / Validity : 26.08.2025 Pattern approval (Russia) / Validity : 15.09.2025 | .
144-901-000-21x | 144-901-000-212 | DocManager | CA901-21x Piezoelectric Accelerometer | CA901-21x | VC2 based sensing element, -196°C to +700°C, 10 pC/g, 5 m integral MI cable with VM-Lemo type 0 connector | . | 10pC/g | -196 | 700 | 3 | 2800 | LEMO type 0 | CPxxx, IPC707, GSI127, EC153, ABAxxx, JB105, JB116, GSI127 | . | https://catalogue.meggittsensing.com/CA901.png | https://catalogue.meggittsensing.com/CA901-en-datasheet.pdf | https://catalogue.meggittsensing.com/CA901/ | . | Switzerland | 90318000999 | 0.555 |  | . | Vibration Sensors & Conditioners | Accelerometers without integrated electronics (CA) | . | No | No | No | .
144-901-000-22x | 144-901-000-222 | DocManager | CA901-22x Piezoelectric Accelerometer | CA901-22x | VC2 based sensing element, -196°C to +700°C, 10 pC/g, 12.5 m integral MI cable with VM-Lemo type 0 connector | . | 10pC/g | -196 | 700 | 3 | 2800 | LEMO type 0 | CPxxx, IPC707, GSI127, EC153, ABAxxx, JB105, JB116, GSI127 | . | https://catalogue.meggittsensing.com/CA901.png | https://catalogue.meggittsensing.com/CA901-en-datasheet.pdf | https://catalogue.meggittsensing.com/CA901/ | . | Switzerland | 90318000999 | 0.95 |  | . | Vibration Sensors & Conditioners | Accelerometers without integrated electronics (CA) | . | No | No | No | .
144-901-000-23x | 144-901-000-232 | DocManager | CA901-23x Piezoelectric Accelerometer | CA901-23x | VC2 based sensing element, -196°C to +700°C, 10 pC/g, 20 m integral MI cable with VM-Lemo type 0 connector | . | 10pC/g | -196 | 700 | 3 | 2800 | LEMO type 0 | CPxxx, IPC707, GSI127, EC153, ABAxxx, JB105, JB116, GSI127 | . | https://catalogue.meggittsensing.com/CA901.png | https://catalogue.meggittsensing.com/CA901-en-datasheet.pdf | https://catalogue.meggittsensing.com/CA901/ | . | Switzerland | 90318000999 | 1.3 |  | . | Vibration Sensors & Conditioners | Accelerometers without integrated electronics (CA) | . | No | No | No | .
144-901-000-25x | 144-901-000-252 | DocManager | CA901-25x Piezoelectric Accelerometer | CA901-25x | VC2 based sensing element, -196°C to +700°C, 10 pC/g, 8 m integral MI cable with VM-Lemo type 0 connector | . | 10pC/g | -196 | 700 | 3 | 2800 | LEMO type 0 | CPxxx, IPC707, GSI127, EC153, ABAxxx, JB105, JB116, GSI127 | . | https://catalogue.meggittsensing.com/CA901.png | https://catalogue.meggittsensing.com/CA901-en-datasheet.pdf | https://catalogue.meggittsensing.com/CA901/ | . | Switzerland | 90318000999 | 0.71 |  | . | Vibration Sensors & Conditioners | Accelerometers without integrated electronics (CA) | . | No | No | No | .
144-901-000-28x | 144-901-000-282 | DocManager | CA901-28x Piezoelectric Accelerometer | CA901-28x | VC2 based sensing element, -196°C to +700°C, 10 pC/g, 3.5 m integral MI cable with VM-Lemo type 0 connector | . | 10pC/g | -196 | 700 | 3 | 2800 | LEMO type 0 | CPxxx, IPC707, GSI127, EC153, ABAxxx, JB105, JB116, GSI127 | . | https://catalogue.meggittsensing.com/CA901.png | https://catalogue.meggittsensing.com/CA901-en-datasheet.pdf | https://catalogue.meggittsensing.com/CA901/ | . | Switzerland | 90318000999 | 0.45 |  | . | Vibration Sensors & Conditioners | Accelerometers without integrated electronics (CA) | . | No | No | No | .
144-901-000-60x | 144-901-000-601 | DocManager | CA901-60x Piezoelectric Accelerometer | CA901-60x | VC2 based sensing element, -196°C to +700°C, 10 pC/g, 5 m integral MI cable with VM-Lemo type 0 connector, Ex approved | . | 10pC/g | -196 | 700 | 3 | 2800 | LEMO type 0 | CPxxx, IPC707, GSI127, EC153, ABAxxx, JB105, JB116, GSI127 | . | https://catalogue.meggittsensing.com/CA901.png | https://catalogue.meggittsensing.com/CA901-en-datasheet.pdf | https://catalogue.meggittsensing.com/CA901/ | . | Switzerland | 90318000999 | 0.565 |  | . | Vibration Sensors & Conditioners | Accelerometers without integrated electronics (CA) | . | Ex ia G Zone 0 (Europa) / Validity : None Ex ia G Zone 0 (International) / Validity : None Ex ia G Zone 0 (Korea) / Validity : None Ex ia G Zone 0 (Russia, Belarus, Kyrgyzstan, Armenia, Kazakhstan) / Validity : 20.02.2026 Ex ia G Zone 0 (United Kingdom) / Validity : None Ex nA G Zone 2 (Europa) / Validity : None Ex nA G Zone 2 (International) / Validity : None Ex nA G Zone 2 (Russia, Belarus, Kyrgyzstan, Armenia, Kazakhstan) / Validity : 20.02.2026 Ex nA G Zone 2 (United Kingdom) / Validity : None | EAC (Russia, Belarus, Kyrgyzstan, Armenia, Kazakhstan) / Validity : 28.09.2025 | Pattern approval (Kazakhstan) / Validity : 26.08.2025 Pattern approval (Russia) / Validity : 15.09.2025 | .
144-901-000-61x | 144-901-000-611 | DocManager | CA901-61x Piezoelectric Accelerometer | CA901-61x | VC2 based sensing element, -196°C to +700°C, 10 pC/g, 8 m integral MI cable with VM-Lemo type 0 connector, Ex approved | . | 10pC/g | -196 | 700 | 3 | 2800 | LEMO type 0 | CPxxx, IPC707, GSI127, EC153, ABAxxx, JB105, JB116, GSI127 | . | https://catalogue.meggittsensing.com/CA901.png | https://catalogue.meggittsensing.com/CA901-en-datasheet.pdf | https://catalogue.meggittsensing.com/CA901/ | . | Switzerland | 90318000999 | 0.69 |  | . | Vibration Sensors & Conditioners | Accelerometers without integrated electronics (CA) | . | Ex ia G Zone 0 (Europa) / Validity : None Ex ia G Zone 0 (International) / Validity : None Ex ia G Zone 0 (Korea) / Validity : None Ex ia G Zone 0 (Russia, Belarus, Kyrgyzstan, Armenia, Kazakhstan) / Validity : 20.02.2026 Ex ia G Zone 0 (United Kingdom) / Validity : None Ex nA G Zone 2 (Europa) / Validity : None Ex nA G Zone 2 (International) / Validity : None Ex nA G Zone 2 (Russia, Belarus, Kyrgyzstan, Armenia, Kazakhstan) / Validity : 20.02.2026 Ex nA G Zone 2 (United Kingdom) / Validity : None | EAC (Russia, Belarus, Kyrgyzstan, Armenia, Kazakhstan) / Validity : 28.09.2025 | Pattern approval (Kazakhstan) / Validity : 26.08.2025 Pattern approval (Russia) / Validity : 15.09.2025 | .
144-901-000-62x | 144-901-000-621 | DocManager | CA901-62x Piezoelectric Accelerometer | CA901-62x | VC2 based sensing element, -196°C to +700°C, 10 pC/g, 3.5 m integral MI cable with VM-Lemo type 0 connector, Ex approved | . | 10pC/g | -196 | 700 | 3 | 2800 | LEMO type 0 | CPxxx, IPC707, GSI127, EC153, ABAxxx, JB105, JB116, GSI127 | . | https://catalogue.meggittsensing.com/CA901.png | https://catalogue.meggittsensing.com/CA901-en-datasheet.pdf | https://catalogue.meggittsensing.com/CA901/ | . | Switzerland | 90318000999 | 0.494 |  | . | Vibration Sensors & Conditioners | Accelerometers without integrated electronics (CA) | . | Ex ia G Zone 0 (Europa) / Validity : None Ex ia G Zone 0 (International) / Validity : None Ex ia G Zone 0 (Korea) / Validity : None Ex ia G Zone 0 (Russia, Belarus, Kyrgyzstan, Armenia, Kazakhstan) / Validity : 20.02.2026 Ex ia G Zone 0 (United Kingdom) / Validity : None Ex nA G Zone 2 (Europa) / Validity : None Ex nA G Zone 2 (International) / Validity : None Ex nA G Zone 2 (Russia, Belarus, Kyrgyzstan, Armenia, Kazakhstan) / Validity : 20.02.2026 Ex nA G Zone 2 (United Kingdom) / Validity : None | EAC (Russia, Belarus, Kyrgyzstan, Armenia, Kazakhstan) / Validity : 28.09.2025 | Pattern approval (Kazakhstan) / Validity : 26.08.2025 Pattern approval (Russia) / Validity : 15.09.2025 | .
144-901-000-63x | 144-901-000-631 | DocManager | CA901-63x Piezoelectric Accelerometer | CA901-63x | VC2 based sensing element, -196°C to +700°C, 10 pC/g, 12.5 m integral MI cable with VM-Lemo type 0 connector, Ex approved | . | 10pC/g | -196 | 700 | 3 | 2800 | LEMO type 0 | CPxxx, IPC707, GSI127, EC153, ABAxxx, JB105, JB116, GSI127 | . | https://catalogue.meggittsensing.com/CA901.png | https://catalogue.meggittsensing.com/CA901-en-datasheet.pdf | https://catalogue.meggittsensing.com/CA901/ | . | Switzerland | 90318000999 | 0.92 |  | . | Vibration Sensors & Conditioners | Accelerometers without integrated electronics (CA) | . | Ex ia G Zone 0 (Europa) / Validity : None Ex ia G Zone 0 (International) / Validity : None Ex ia G Zone 0 (Korea) / Validity : None Ex ia G Zone 0 (Russia, Belarus, Kyrgyzstan, Armenia, Kazakhstan) / Validity : 20.02.2026 Ex ia G Zone 0 (United Kingdom) / Validity : None Ex nA G Zone 2 (Europa) / Validity : None Ex nA G Zone 2 (International) / Validity : None Ex nA G Zone 2 (Russia, Belarus, Kyrgyzstan, Armenia, Kazakhstan) / Validity : 20.02.2026 Ex nA G Zone 2 (United Kingdom) / Validity : None | EAC (Russia, Belarus, Kyrgyzstan, Armenia, Kazakhstan) / Validity : 28.09.2025 | Pattern approval (Kazakhstan) / Validity : 26.08.2025 Pattern approval (Russia) / Validity : 15.09.2025 | .
144-901-000-70x | 144-901-000-701 | DocManager | CA901-70x Piezoelectric Accelerometer | CA901-70x | VC2 based sensing element, -196°C to +700°C, 10 pC/g, 5 m integral MI cable with VM 7/16" high temp connector, Ex approved | . | 10pC/g | -196 | 700 | 3 | 2800 | LEMO type 0 | CPxxx, IPC707, GSI127, EC153, ABAxxx, JB105, JB116, GSI127 | . | https://catalogue.meggittsensing.com/CA901.png | https://catalogue.meggittsensing.com/CA901-en-datasheet.pdf | https://catalogue.meggittsensing.com/CA901/ | . | Switzerland | 90318000999 | 0.546 |  | . | Vibration Sensors & Conditioners | Accelerometers without integrated electronics (CA) | . | Ex ia G Zone 0 (Europa) / Validity : None Ex ia G Zone 0 (International) / Validity : None Ex ia G Zone 0 (Korea) / Validity : None Ex ia G Zone 0 (Russia, Belarus, Kyrgyzstan, Armenia, Kazakhstan) / Validity : 20.02.2026 Ex ia G Zone 0 (United Kingdom) / Validity : None Ex nA G Zone 2 (Europa) / Validity : None Ex nA G Zone 2 (International) / Validity : None Ex nA G Zone 2 (Russia, Belarus, Kyrgyzstan, Armenia, Kazakhstan) / Validity : 20.02.2026 Ex nA G Zone 2 (United Kingdom) / Validity : None | EAC (Russia, Belarus, Kyrgyzstan, Armenia, Kazakhstan) / Validity : 28.09.2025 | Pattern approval (Kazakhstan) / Validity : 26.08.2025 Pattern approval (Russia) / Validity : 15.09.2025 | .
144-955-000-94x | 144-955-000-941 | DocManager | CA955-94x Piezoelectric Accelerometer | CA955-94x | -54 to +455°C, 50 pC/g, 1.5 meters integral cable with overbraid, CG505 mating connector with flange | . | 50pC/g | -54 | 455 | 5 | 1200 | 7/16"-27UNS-2A | CA955, IPC707, GSI127, EC069, EC112, EC119, EC222, CG505, ABAxxx, JB105, JB116 | . |  |  |  | . |  |  |  |  | . | Vibration Sensors & Conditioners | Accelerometers without integrated electronics (CA) | . | No | No | No | .
144-955-000-96x | 144-955-000-961 | DocManager | CA955-96x Piezoelectric Accelerometer | CA955-96x | -54 to +455°C, 50 pC/g, 3.7 meters integral cable with overbraid, CG505 mating connector with flange | . | 50pC/g | -54 | 455 | 5 | 1200 | 7/16"-27UNS-2A | CA955, IPC707, GSI127, EC069, EC112, EC119, EC222, CG505, ABAxxx, JB105, JB116 | . |  |  |  | . |  |  |  |  | . | Vibration Sensors & Conditioners | Accelerometers without integrated electronics (CA) | . | No | No | No | .
151-120-000-02x | 151-120-000-023 | DocManager | LS120-023 Air-Gap Transducer | LS120-023 | Air gap transducer, 2 to 33mm measurement range with 5m integral cable, -15°C to 125°C | . | 320mV/mm | -15 | 125 | DC | 1000 | Mini Coaxial 12-32U RG188 | LS120, ILS730, MA130, ABAxxx | . | https://catalogue.meggittsensing.com/LS120.png | https://catalogue.meggittsensing.com/LS120-en-datasheet.pdf | https://catalogue.meggittsensing.com/LS120/ | . | Switzerland | 90318000999 | 0.4 |  | . | Other Sensors and Conditioners | Air-gap sensors (LS) | . | No | No | No | .
151-120-000-12x | 151-120-000-123 | DocManager | LS120-123 Air-Gap Transducer | LS120-123 | Air gap transducer, 2 to 33mm measurement range with 10m integral cable, -15°C to 125°C | . | 320mV/mm | -15 | 125 | DC | 1000 | Mini Coaxial 12-32U RG188 | LS120, ILS730, MA130, ABAxxx | . | https://catalogue.meggittsensing.com/LS120.png | https://catalogue.meggittsensing.com/LS120-en-datasheet.pdf | https://catalogue.meggittsensing.com/LS120/ | . | Switzerland | 90318000999 | 0.72 |  | . | Other Sensors and Conditioners | Air-gap sensors (LS) | . | No | No | No | .
151-121-000-02x | 151-121-000-023 | DocManager | LS121-023 Air-Gap Transducer | LS121-023 | Air gap transducer, 15 to 65mm measurement range with 5m integral cable, -15°C to 125°C | . | 200mV/mm | -15 | 125 | DC | 1000 | Mini Coaxial 12-32U RG188 | LS121, ILS731, MA130, ABAxxx | . | https://catalogue.meggittsensing.com/LS121.png | https://catalogue.meggittsensing.com/LS121-en-datasheet.pdf | https://catalogue.meggittsensing.com/LS121/ | . | Switzerland | 90318000999 | 0.535 |  | . | Other Sensors and Conditioners | Air-gap sensors (LS) | . | No | No | No | .
151-121-000-12x | 151-121-000-123 | DocManager | LS121-123 Air-Gap Transducer | LS121-123 | Air gap transducer, 15 to 65mm measurement range with 10m integral cable, -15°C to 125°C | . | 200mV/mm | -15 | 125 | DC | 1000 | Mini Coaxial 12-32U RG188 | LS121, ILS731, MA130, ABAxxx | . | https://catalogue.meggittsensing.com/LS121.png | https://catalogue.meggittsensing.com/LS121-en-datasheet.pdf | https://catalogue.meggittsensing.com/LS121/ | . | Switzerland | 90318000999 | 0.86 |  | . | Other Sensors and Conditioners | Air-gap sensors (LS) | . | No | No | No | .
204-632-000-03x | 204-632-000-032 | DocManager | IVC632 Velocity Transducer Signal Conditioner | IVC632 | Conditioner for CV 210 velocity transducer, with voltage or current modulation output | . | N/A | -25 | 70 | 1 | 20 | LEMO F O E 650 - Screw terminals | CV210, GSI127, ED109, ED122, TA114, ABAxxx, JB105, JB116 | . |  |  |  | . | Switzerland | 90319000999 | 0.13 |  | . | Vibration Sensors & Conditioners | Velocity Transducers and Conditioners (CV/IVC) | . | No | No | No | .
204-730-000-20x | 204-730-000-201 | DocManager | ILS730 Air-Gap Transducer Signal Conditioner | ILS730 | Signal conditioner for LS 120 | . | N/A | -25 | 70 | DC | 1000 | Screw terminals | LS120, ILS730, MA130, ABAxxx | . | https://catalogue.meggittsensing.com/LS120.png | https://catalogue.meggittsensing.com/LS120-en-datasheet.pdf | https://catalogue.meggittsensing.com/LS120/ | . | Switzerland | 90318000999 | 0.576 |  | . | Other Sensors and Conditioners | Air-gap conditioners (ILS) | . | No | No | No | .
204-731-000-20x | 204-731-000-201 | DocManager | ILS731 Air-Gap Transducer Signal Conditioner | ILS731 | Signal conditioner for LS 121 | . | N/A | -25 | 70 | DC | 1000 | Screw terminals | LS121, ILS731, MA130, ABAxxx | . | https://catalogue.meggittsensing.com/ILS730.png | https://catalogue.meggittsensing.com/LS121-en-datasheet.pdf | https://catalogue.meggittsensing.com/ILS731/ | . | Switzerland | 90318000999 |  |  | . | Other Sensors and Conditioners | Air-gap conditioners (ILS) | . | No | No | No | .
204-900-000-01x | 204-900-000-011 | DocManager | IQS900-01x Proximity transducer signal conditioner | IQS900-01x | Proximity transducer conditioner with self-locking connector, matching TQ/EA 4X1, 4X2, 4X3 and 9X2 | . | N/A | -40 | 85 | DC | 20000 | Mini Coaxial 12-32UNEF + Screw terminals | TQxxx, EAxxx, IQS9xx, GSI127, TSM201, MA130, PA15x, IP172, KS107, SG1xx, JB118, ABAxxx | . | https://catalogue.meggittsensing.com/IQS900.png | https://catalogue.meggittsensing.com/TQ902-en-datasheet.pdf | https://catalogue.meggittsensing.com/IQS900/ | . | Switzerland | 90319000999 |  |  | . | Vibration Sensors & Conditioners | Proximity Measuring System (TQ/IQS/EA/PA) | . | Ex e G Zone 2 (Russia, Belarus, Kyrgyzstan, Armenia, Kazakhstan) / Validity : 01.09.2026 Ex ec G Zone 2 (Europa) / Validity : None Ex ec G Zone 2 (International) / Validity : None Ex ec G Zone 2 (Korea) / Validity : None Ex ec G Zone 2 (North America) / Validity : None Ex ec G Zone 2 (United Kingdom) / Validity : None Ex ia D Zone 20 (Korea) / Validity : None Ex ia G / D Zone 0 / 20 (Europa) / Validity : None Ex ia G / D Zone 0 / 20 (International) / Validity : None Ex ia G / D Zone 0 / 20 (North America) / Validity : None Ex ia G / D Zone 0 / 20 (Russia, Belarus, Kyrgyzstan, Armenia, Kazakhstan) / Validity : 01.09.2026 Ex ia G / D Zone 0 / 20 (United Kingdom) / Validity : None Ex ia G Zone 0 (Korea) / Validity : None | No | Pattern approval (Russia) / Validity : 15.09.2025 | .
204-900-000-11x | 204-900-000-111 | DocManager | IQS900-11x Proximity transducer signal conditioner | IQS900-11x | Proximity transducer conditioner with self-locking connector, matching TQ/EA 4X1, 4X2, 4X3 and 9X2 | . | N/A | -40 | 85 | DC | 20000 | Mini Coaxial 12-32UNEF + Screw terminals | TQxxx, EAxxx, IQS9xx, GSI127, TSM201, MA130, PA15x, IP172, KS107, SG1xx, JB118, ABAxxx | . | https://catalogue.meggittsensing.com/IQS900.png | https://catalogue.meggittsensing.com/TQ902-en-datasheet.pdf | https://catalogue.meggittsensing.com/IQS900/ | . | Switzerland | 90319000999 |  |  | . | Vibration Sensors & Conditioners | Proximity Measuring System (TQ/IQS/EA/PA) | . | Ex e G Zone 2 (Russia, Belarus, Kyrgyzstan, Armenia, Kazakhstan) / Validity : 01.09.2026 Ex ec G Zone 2 (Europa) / Validity : None Ex ec G Zone 2 (International) / Validity : None Ex ec G Zone 2 (Korea) / Validity : None Ex ec G Zone 2 (North America) / Validity : None Ex ec G Zone 2 (United Kingdom) / Validity : None Ex ia D Zone 20 (Korea) / Validity : None Ex ia G / D Zone 0 / 20 (Europa) / Validity : None Ex ia G / D Zone 0 / 20 (International) / Validity : None Ex ia G / D Zone 0 / 20 (North America) / Validity : None Ex ia G / D Zone 0 / 20 (Russia, Belarus, Kyrgyzstan, Armenia, Kazakhstan) / Validity : 01.09.2026 Ex ia G / D Zone 0 / 20 (United Kingdom) / Validity : None Ex ia G Zone 0 (Korea) / Validity : None | No | Pattern approval (Russia) / Validity : 15.09.2025 | .
204-900-000-12x | 204-900-000-121 | DocManager | IQS900-12x Proximity transducer signal conditioner | IQS900-12x | Proximity transducer conditioner with self-locking connector, matching TQ/EA 4X1, 4X2, 4X3 and 9X2 | . | N/A | -40 | 85 | DC | 20000 | Mini Coaxial 12-32UNEF + Screw terminals | TQxxx, EAxxx, IQS9xx, GSI127, TSM201, MA130, PA15x, IP172, KS107, SG1xx, JB118, ABAxxx | . |  |  |  | . | Switzerland | 90319000999 |  |  | . | Vibration Sensors & Conditioners | Proximity Measuring System (TQ/IQS/EA/PA) | . | No | No | No | .
204-900-000-21x | 204-900-000-211 | DocManager | IQS900-21x Proximity transducer signal conditioner | IQS900-21x | Proximity transducer conditioner with self-locking connector, matching TQ/EA 4X1, 4X2, 4X3 and 9X2 | . | N/A | -40 | 85 | DC | 20000 | Mini Coaxial 12-32UNEF + Screw terminals | TQxxx, EAxxx, IQS9xx, GSI127, TSM201, MA130, PA15x, IP172, KS107, SG1xx, JB118, ABAxxx | . |  |  |  | . | Switzerland | 90319000999 |  |  | . | Vibration Sensors & Conditioners | Proximity Measuring System (TQ/IQS/EA/PA) | . | Ex e G Zone 2 (Russia, Belarus, Kyrgyzstan, Armenia, Kazakhstan) / Validity : 01.09.2026 Ex ec G Zone 2 (Europa) / Validity : None Ex ec G Zone 2 (International) / Validity : None Ex ec G Zone 2 (Korea) / Validity : None Ex ec G Zone 2 (North America) / Validity : None Ex ec G Zone 2 (United Kingdom) / Validity : None Ex ia D Zone 20 (Korea) / Validity : None Ex ia G / D Zone 0 / 20 (Europa) / Validity : None Ex ia G / D Zone 0 / 20 (International) / Validity : None Ex ia G / D Zone 0 / 20 (North America) / Validity : None Ex ia G / D Zone 0 / 20 (Russia, Belarus, Kyrgyzstan, Armenia, Kazakhstan) / Validity : 01.09.2026 Ex ia G / D Zone 0 / 20 (United Kingdom) / Validity : None Ex ia G Zone 0 (Korea) / Validity : None | No | Pattern approval (Russia) / Validity : 15.09.2025 | .
204-910-000-01x | 204-910-000-011 | DocManager | IQS910-01x Proximity transducer signal conditioner | IQS910-01x | Proximity transducer conditioner 4-20 mA with self-locking connector, matching TQ/EA 4X1, 4X2, 9X1 and 9X2 | . | N/A | -40 | 85 | DC | 20000 | Mini Coaxial 12-32UNEF + Screw terminals | TQxxx, EAxxx, IQS9xx, GSI127, TSM201, MA130, PA15x, IP172, KS107, SG1xx, JB118, ABAxxx | . |  |  |  | . | Switzerland |  |  |  | . | Vibration Sensors & Conditioners | Proximity Measuring System (TQ/IQS/EA/PA) | . | Ongoing | No | No | .
241-413-000-02x | 241-413-000-024 | DocManager | DIC413 Ice detection transducer Signal Conditioner | DIC413 | De-icing controller for EW 140, OK-system, level detector and relay outputs, power supply 24 VDC, Ex approved | . | N/A | 0 | 60 | N/A | N/A | Screw terminals | EW140, DIC413, EC119, EC222, JB105, JB116 | . | https://catalogue.meggittsensing.com/DIC413.png | https://catalogue.meggittsensing.com/GSI127-en-datasheet.pdf | https://catalogue.meggittsensing.com/GSI127/ | . | Switzerland | 90328900 | 2.313 |  | . | Other Sensors and Conditioners | Ice-detection signal conditioner (DIC) | . | Ex [ia] G Outside Ex zone (North America) / Validity : None Ex [ib] G Outside Ex zone (Europa) / Validity : None Ex [ia] G Outside Ex zone (North America) / Validity : None Ex [ib] G Outside Ex zone (Europa) / Validity : None Ex [ia] G Outside Ex zone (North America) / Validity : None Ex [ib] G Outside Ex zone (Europa) / Validity : None Ex [ia] G Outside Ex zone (North America) / Validity : None Ex [ib] G Outside Ex zone (Europa) / Validity : None Ex nA[ia] G Zone 2 (Europa) / Validity : None Ex nA[ia] G Zone 2 (International) / Validity : None Ex nA[ia] G Zone 2 (Korea) / Validity : None Ex nA[ia] G Zone 2 (North America) / Validity : None Ex nA[ia] G Zone 2 (Russia, Belarus, Kyrgyzstan, Armenia, Kazakhstan) / Validity : 15.02.2026 Ex nA[ia] G Zone 2 (United Kingdom) / Validity : None | No | No | .
244-127-000-01x | 244-127-000-017 | DocManager | GSI127 Galvanic separation unit | GSI127 | Galvanic separation and power supply unit for piezoelectric (CA/IPC or CV/IVC and CE) and proximity (TQ/IQS) measuring chains; 2-wire current or 3-wire voltage transmission; 4 kVRMS input/output isolation; removable screw terminals and DIN-rail mounting. | . | N/A | 0 | 70 | DC | 20000 | Screw terminals | CAxxx,CPxxx, IPC707, GSI127, ECxxx, MA130, ABAxxx | . | https://catalogue.meggittsensing.com/GSI127.png | https://catalogue.meggittsensing.com/GSI127-en-datasheet.pdf | https://catalogue.meggittsensing.com/shop/sensors-and-signal-conditioners/other/gsi127-galvanic-separation-unit/ | . | China | 85437000999 | 0.18 |  | . | Sensor Accessories | Galvanic Separation Units | . | Ex [ia] G Outside Ex zone (North America) / Validity : None Ex [ib] G Outside Ex zone (Europa) / Validity : None Ex [ia] G Outside Ex zone (North America) / Validity : None Ex [ib] G Outside Ex zone (Europa) / Validity : None Ex [ia] G Outside Ex zone (North America) / Validity : None Ex [ib] G Outside Ex zone (Europa) / Validity : None Ex [ia] G Outside Ex zone (North America) / Validity : None Ex [ib] G Outside Ex zone (Europa) / Validity : None Ex nA[ia] G Zone 2 (Europa) / Validity : None Ex nA[ia] G Zone 2 (International) / Validity : None Ex nA[ia] G Zone 2 (Korea) / Validity : None Ex nA[ia] G Zone 2 (North America) / Validity : None Ex nA[ia] G Zone 2 (Russia, Belarus, Kyrgyzstan, Armenia, Kazakhstan) / Validity : 15.02.2026 Ex nA[ia] G Zone 2 (United Kingdom) / Validity : None | EAC (Russia, Belarus, Kyrgyzstan, Armenia, Kazakhstan) / Validity : 29.09.2025 | No | .
244-707-000-01x | 244-707-000-012 | DocManager | IPC707-01x signal conditioner for CA accelerometers and CP dynamic pressure sensors | IPC707-01x | Symmetrical charge amplifier with configurable low-pass and high-pass filter, optional integrator, voltage or current output and differrente mounting options. Replaces 244-704-000-xxx. | . | N/A | -40 | 85 | 0.5 | 20000 | Screw terminals | CAxxx,CPxxx, IPC707, GSI127, ECxxx, MA130, ABAxxx | . | https://catalogue.meggittsensing.com/IPC707.png | https://catalogue.meggittsensing.com/IPC707-en-datasheet.pdf | https://catalogue.meggittsensing.com/IPC707/ | . | Switzerland | 90319000999 |  |  | . | Vibration Sensors & Conditioners | Charge Signal Conditioners for CA/CP | . | Ex ec G Zone 2 (Brazil) / Validity : 19.01.2024 Ex ec G Zone 2 (Europa) / Validity : None Ex ec G Zone 2 (International) / Validity : None Ex ec G Zone 2 (North America) / Validity : None Ex ec G Zone 2 (Russia, Belarus, Kyrgyzstan, Armenia, Kazakhstan) / Validity : 17.05.2027 Ex ec G Zone 2 (United Kingdom) / Validity : None Ex ia G Zone 0 (Brazil) / Validity : 19.01.2024 Ex ia G Zone 0 (China) / Validity : 21.01.2027 Ex ia G Zone 0 (Europa) / Validity : None Ex ia G Zone 0 (International) / Validity : None Ex ia G Zone 0 (Korea) / Validity : None Ex ia G Zone 0 (North America) / Validity : None Ex ia G Zone 0 (Russia, Belarus, Kyrgyzstan, Armenia, Kazakhstan) / Validity : 17.05.2027 Ex ia G Zone 0 (United Kingdom) / Validity : None Ex nA G Zone 2 (China) / Validity : 21.01.2027 Ex nA G Zone 2 (Korea) / Validity : None | EAC (Russia, Belarus, Kyrgyzstan, Armenia, Kazakhstan) / Validity : 11.05.2027 | Pattern approval (Kazakhstan) / Validity : 26.08.2025 Pattern approval (Russia) / Validity : 20.09.2026 | .
244-707-000-11x | 244-707-000-111 | DocManager | IPC707-11x signal conditioner for CA accelerometers and CP dynamic pressure sensors | IPC707-11x | Symmetrical charge amplifier, dynamic range 0 - 200 mbar, GE labelling. Replaces 244-704-000-11x | . | N/A | -40 | 85 | 0.5 | 20000 | Screw terminals | CPxxx, IPC707, GSI127, ECxxx, MA130, ABAxxx | . |  |  |  | . | Switzerland | 90319000999 |  |  | . | Vibration Sensors & Conditioners | Charge Signal Conditioners for CA/CP | . | Ex ia G Zone 0 (Europa) / Validity : None Ex ia G Zone 0 (International) / Validity : None Ex ia G Zone 0 (Korea) / Validity : None Ex ia G Zone 0 (North America) / Validity : None Ex ia G Zone 0 (Russia, Belarus, Kyrgyzstan, Armenia, Kazakhstan) / Validity : 17.05.2027 Ex ia G Zone 0 (United Kingdom) / Validity : None | EAC (Russia, Belarus, Kyrgyzstan, Armenia, Kazakhstan) / Validity : 11.05.2027 | Pattern approval (Kazakhstan) / Validity : 26.08.2025 Pattern approval (Russia) / Validity : 20.09.2026 | .
244-707-000-14x | 244-707-000-141 | DocManager | IPC707-14x signal conditioner for CA accelerometers and CP dynamic pressure sensors | IPC707-14x | Symmetrical charge amplifier, dynamic range 0 - 1200 mbar, GE labelling. Replaces 244-704-000-14x | . | N/A | -40 | 85 | 0.5 | 20000 | Screw terminals | CPxxx, IPC707, GSI127, ECxxx, MA130, ABAxxx | . |  |  |  | . | Switzerland | 90319000999 |  |  | . | Vibration Sensors & Conditioners | Charge Signal Conditioners for CA/CP | . | Ex ia G Zone 0 (Europa) / Validity : None Ex ia G Zone 0 (International) / Validity : None Ex ia G Zone 0 (Korea) / Validity : None Ex ia G Zone 0 (North America) / Validity : None Ex ia G Zone 0 (Russia, Belarus, Kyrgyzstan, Armenia, Kazakhstan) / Validity : 17.05.2027 Ex ia G Zone 0 (United Kingdom) / Validity : None | EAC (Russia, Belarus, Kyrgyzstan, Armenia, Kazakhstan) / Validity : 11.05.2027 | Pattern approval (Kazakhstan) / Validity : 26.08.2025 Pattern approval (Russia) / Validity : 20.09.2026 | .
244-707-000-22x | 244-707-000-221 | DocManager | IPC707-22x signal conditioner for CA accelerometers and CP dynamic pressure sensors | IPC707-22x | Symmetrical charge amplifier with configurable low-pass and high-pass filter, optional integrator, voltage or current output and differrente mounting options. - A2: Explosive (Ex i) Environment - B1: Without diagnostic - C0.5: Transfer Sensitivity without integrator = 0.5 - D1: Transfer Unit without integrator in uA/pC - E2: HP Filter in Hz = 2 - F5000: LP Filter in Hz = 5000 - G1: Without rail DIN adaptor | . | N/A | -40 | 85 | 0.5 | 20000 | Screw terminals | CA134, CA901, IPC707, GSI127, ECxxx, MA130, ABAxxx | . | https://catalogue.meggittsensing.com/IPC707.png | https://catalogue.meggittsensing.com/IPC707-en-datasheet.pdf | https://catalogue.meggittsensing.com/IPC707/ | . | Switzerland | 90319000999 |  |  | . | Vibration Sensors & Conditioners | Charge Signal Conditioners for CA/CP | . | Ex ia G Zone 0 (Europa) / Validity : None Ex ia G Zone 0 (International) / Validity : None Ex ia G Zone 0 (Korea) / Validity : None Ex ia G Zone 0 (North America) / Validity : None Ex ia G Zone 0 (Russia, Belarus, Kyrgyzstan, Armenia, Kazakhstan) / Validity : 17.05.2027 Ex ia G Zone 0 (United Kingdom) / Validity : None | EAC (Russia, Belarus, Kyrgyzstan, Armenia, Kazakhstan) / Validity : 11.05.2027 | Pattern approval (Kazakhstan) / Validity : 26.08.2025 Pattern approval (Russia) / Validity : 20.09.2026 | .
244-707-000-61x | 244-707-000-611 | DocManager | IPC707-61x signal conditioner for CA accelerometers and CP dynamic pressure sensors | IPC707-61x | Symmetrical charge amplifier, dynamic range 0 - 200 mbar, GE labelling. Replaces 244-704-000-61x | . | N/A | -40 | 85 | 0.5 | 20000 | Screw terminals | CPxxx, IPC707, GSI127, ECxxx, MA130, ABAxxx | . |  |  |  | . | Switzerland | 90319000999 |  |  | . | Vibration Sensors & Conditioners | Charge Signal Conditioners for CA/CP | . | Ex ia G Zone 0 (Europa) / Validity : None Ex ia G Zone 0 (International) / Validity : None Ex ia G Zone 0 (Korea) / Validity : None Ex ia G Zone 0 (North America) / Validity : None Ex ia G Zone 0 (Russia, Belarus, Kyrgyzstan, Armenia, Kazakhstan) / Validity : 17.05.2027 Ex ia G Zone 0 (United Kingdom) / Validity : None | EAC (Russia, Belarus, Kyrgyzstan, Armenia, Kazakhstan) / Validity : 11.05.2027 | Pattern approval (Kazakhstan) / Validity : 26.08.2025 Pattern approval (Russia) / Validity : 20.09.2026 | .
244-707-000-64x | 244-707-000-641 | DocManager | IPC707-64x signal conditioner for CA accelerometers and CP dynamic pressure sensors | IPC707-64x | Symmetrical charge amplifier, dynamic range 0 - 1200 mbar, GE labelling. Replaces 244-704-000-64x | . | N/A | -40 | 85 | 0.5 | 20000 | Screw terminals | CPxxx, IPC707, GSI127, ECxxx, MA130, ABAxxx | . |  |  |  | . | Switzerland | 90319000999 |  |  | . | Vibration Sensors & Conditioners | Charge Signal Conditioners for CA/CP | . | Ex ia G Zone 0 (Europa) / Validity : None Ex ia G Zone 0 (International) / Validity : None Ex ia G Zone 0 (Korea) / Validity : None Ex ia G Zone 0 (North America) / Validity : None Ex ia G Zone 0 (Russia, Belarus, Kyrgyzstan, Armenia, Kazakhstan) / Validity : 17.05.2027 Ex ia G Zone 0 (United Kingdom) / Validity : None | EAC (Russia, Belarus, Kyrgyzstan, Armenia, Kazakhstan) / Validity : 11.05.2027 | Pattern approval (Kazakhstan) / Validity : 26.08.2025 Pattern approval (Russia) / Validity : 20.09.2026 | .
410-210-000-01x | 410-210-000-012 | DocManager | VE210 Velocity Sensor | VE210 | Low-frequency velocity transducer with integrated electronics | . | 50mV/mm/s | -25 | 80 | 0.5 | 400 | CG134 (threaded) | VE210, GSI127, EC439, EC440, TA114, ABAxxx, JB105, JB116 | . | https://catalogue.meggittsensing.com/VE210.png | https://catalogue.meggittsensing.com/VE210-en-datasheet.pdf | https://catalogue.meggittsensing.com/VE210/ | . | Switzerland | 90318000999 | 0.32 |  | . | Vibration Sensors & Conditioners | Velocity Transducers and Conditioners (CV/IVC) | . | Ex ia G Zone 0 (Europa) / Validity : None Ex ia G Zone 0 (International) / Validity : None Ex ia G Zone 0 (Korea) / Validity : None Ex ia G Zone 0 (North America) / Validity : None Ex ia G Zone 0 (Russia, Belarus, Kyrgyzstan, Armenia, Kazakhstan) / Validity : 17.05.2027 Ex ia G Zone 0 (United Kingdom) / Validity : None | EAC (Russia, Belarus, Kyrgyzstan, Armenia, Kazakhstan) / Validity : 28.09.2025 / Validity : | Pattern approval (Russia) / Validity : 15.09.2025 | .
424-120-000-01x | 424-120-000-012 | DocManager | SE120-012 Piezoresistive Accelerometer | SE120-012 | 0°C to 75°C, 2mA/g, 0.2 - 700 Hz, MS3111F8-33P connector, 1m integral cable | . | 2mA/g | 0 | 75 | 1 | 320 | Flying leads | JB105, JB116 | . |  |  |  | . | Switzerland | 90318000999 | 0.315 |  | . | Vibration Sensors & Conditioners | Piezoresistive Accelerometers (SE) | . | No | No | No | .
424-120-000-03x | 424-120-000-032 | DocManager | SE120-032 Piezoresistive Accelerometer | SE120-032 | 0°C to 75°C, 2mA/g, 0.2 - 700 Hz, flying leads, 10m integral cable | . | 2mA/g | 0 | 75 | 0.2 | 350 | Flying leads | JB105, JB116 | . | https://catalogue.meggittsensing.com/SE120.png | https://catalogue.meggittsensing.com/SE120-en-datasheet.pdf | https://catalogue.meggittsensing.com/SE120/ | . | Switzerland | 90318000999 | 0.9 |  | . | Vibration Sensors & Conditioners | Piezoresistive Accelerometers (SE) | . | No | No | No | .
424-120-000-11x | 424-120-000-112 | DocManager | SE120-112 Piezoresistive Accelerometer | SE120-112 | 0°C to 75°C, 2mA/g, 0.2 - 700 Hz, EN2997RS60803MN connector, 1m integral cable | . | 2mA/g | 0 | 75 | 1 | 320 | Flying leads | JB105, JB116 | . |  |  |  | . | Switzerland | 90318000999 | 0.32 |  | . | Vibration Sensors & Conditioners | Piezoresistive Accelerometers (SE) | . | No | No | No | .
424-120-000-12x | 424-120-000-122 | DocManager | SE120-122 Piezoresistive Accelerometer | SE120-122 | 0°C to 75°C, 2mA/g, 0.2 - 700 Hz, EN2997RS60803MN connector, 5m integral cable | . | 2mA/g | 0 | 75 | 1 | 320 | Flying leads | JB105, JB116 | . |  |  |  | . | Switzerland | 90318000999 | 0.56 |  | . | Vibration Sensors & Conditioners | Piezoresistive Accelerometers (SE) | . | No | No | No | .
424-120-000-21x | 424-120-000-212 | DocManager | SE120-212 Piezoresistive Accelerometer | SE120-212 | 0°C to 75°C, 2mA/g, 0.2 - 700 Hz, MS3111F8-33P connector, 5m integral cable | . | 2mA/g | 0 | 75 | 1 | 320 | Flying leads | JB105, JB116 | . |  |  |  | . | Switzerland | 90318000999 | 0.57 |  | . | Vibration Sensors & Conditioners | Piezoresistive Accelerometers (SE) | . | No | No | No | .
440-660-000-11x | 440-660-000-111 | DocManager | PV660-11x Piezoelectric velocity sensor | PV660-11x | Piezoelectric velocity sensor, 4mV/mm/s (100mV/ips), -55 to 120°C, top exit | . | 100mV/g | -55 | 120 | 1.9 | 7000 | MIL-C-5015 2pin | PVxxx, GSI127, MA122, MA60x, EC622, EC632, EC318, EC319, ABAxxx, JB105, JB116 | . |  |  |  | . | France | 90318000999 |  |  | . | Vibration Sensors & Conditioners | Velocity Sensors (PV) | . | No | No | No | .
440-685-000-11x | 440-685-000-111 | DocManager | PV685-11x Piezoelectric velocity sensor | PV685-11x | Piezoelectric velocity sensor, 4-20mA output, -55 to 90°C, top exit | . | 20mm/s | -55 | 90 | 3 | 1000 | MIL-C-5015 2pin | PVxxx, GSI127, MA122, MA60x, EC622, EC632, EC318, EC319, ABAxxx, JB105, JB116 | . |  |  |  | . | France | 90318000999 |  |  | . | Vibration Sensors & Conditioners | Velocity Sensors (PV) | . | No | No | No | .
440-685-000-21x | 440-685-000-211 | DocManager | PV685-21x Piezoelectric velocity sensor | PV685-21x | Piezoelectric velocity sensor, 4-20mA output, -55 to 90°, 5m Teflon FEP cable with overbraid | . | 20mm/s | -55 | 90 | 3 | 1000 | MIL-C-5015 2pin | PVxxx, GSI127, MA122, MA60x, EC622, EC632, EC318, EC319, ABAxxx, JB105, JB116 | . |  |  |  | . | France | 90318000999 |  |  | . | Vibration Sensors & Conditioners | Velocity Sensors (PV) | . | No | No | No | .
444-134-000-14x | 444-134-000-145 | DocManager | CE134-14x Piezoelectric Accelerometer | CE134-14x | VC2 based sensing element, -70°C to 350°C, 5 µA/g, LF version, 3 m integral cable protected by flexible sealed tube, bayonet-locked stainless steel connector, Ex approved, 4 holes mounting | . | 5µA/g | -70 | 350 | 5 | 10000 | CG134 (bayonet) | CE134, GSI127, EC175, EE139, CG134, ABAxxx, TA104, TA105, JB105, JB116 | . |  |  |  | . | Switzerland | 90318000999 | 0.73 |  | . | Vibration Sensors & Conditioners | Accelerometers with integrated electronics (CE) | . | Ex ia G Zone 0 (Europa) / Validity : None Ex ia G Zone 0 (International) / Validity : None Ex ia G Zone 0 (North America) / Validity : None Ex ia G Zone 0 (Russia, Belarus, Kyrgyzstan, Armenia, Kazakhstan) / Validity : 20.02.2026 Ex ia G Zone 0 (United Kingdom) / Validity : None Ex nA G Zone 2 (Europa) / Validity : None Ex nA G Zone 2 (International) / Validity : None Ex nA G Zone 2 (North America) / Validity : None Ex nA G Zone 2 (Russia, Belarus, Kyrgyzstan, Armenia, Kazakhstan) / Validity : 20.02.2026 Ex nA G Zone 2 (United Kingdom) / Validity : None | EAC (Russia, Belarus, Kyrgyzstan, Armenia, Kazakhstan) / Validity : 28.09.2025 | Pattern approval (Kazakhstan) / Validity : 26.08.2025 Pattern approval (Russia) / Validity : 15.09.2025 | .
444-134-000-15x | 444-134-000-155 | DocManager | CE134-15x Piezoelectric Accelerometer | CE134-15x | VC2 based sensing element, -70°C to 350°C, 5 µA/g, LF version, 4 m integral cable protected by flexible sealed tube, bayonet-locked stainless steel connector, Ex approved, 4 holes mounting | . | 5µA/g | -70 | 350 | 5 | 10000 | CG134 (bayonet) | CE134, GSI127, EC175, EE139, CG134, ABAxxx, TA104, TA105, JB105, JB116 | . |  |  |  | . | Switzerland | 90318000999 | 0.869 |  | . | Vibration Sensors & Conditioners | Accelerometers with integrated electronics (CE) | . | Ex ia G Zone 0 (Europa) / Validity : None Ex ia G Zone 0 (International) / Validity : None Ex ia G Zone 0 (North America) / Validity : None Ex ia G Zone 0 (Russia, Belarus, Kyrgyzstan, Armenia, Kazakhstan) / Validity : 20.02.2026 Ex ia G Zone 0 (United Kingdom) / Validity : None Ex nA G Zone 2 (Europa) / Validity : None Ex nA G Zone 2 (International) / Validity : None Ex nA G Zone 2 (North America) / Validity : None Ex nA G Zone 2 (Russia, Belarus, Kyrgyzstan, Armenia, Kazakhstan) / Validity : 20.02.2026 Ex nA G Zone 2 (United Kingdom) / Validity : None | EAC (Russia, Belarus, Kyrgyzstan, Armenia, Kazakhstan) / Validity : 28.09.2025 | Pattern approval (Kazakhstan) / Validity : 26.08.2025 Pattern approval (Russia) / Validity : 15.09.2025 | .
444-134-000-40x | 444-134-000-405 | DocManager | CE134-40x Piezoelectric Accelerometer | CE134-40x | VC2 based sensing element, -70°C to 350°C, 5 µA/g, LF version, 3 m integral cable protected by flexible sealed tube, bayonet-locked stainless steel connector, Ex approved, 3 holes mounting | . | 5µA/g | -70 | 350 | 5 | 10000 | CG134 (bayonet) | CE134, GSI127, EC175, EE139, CG134, ABAxxx, TA104, TA105, JB105, JB116 | . | https://catalogue.meggittsensing.com/CE134.png | https://catalogue.meggittsensing.com/CE134-en-datasheet.pdf | https://catalogue.meggittsensing.com/CE134/ | . | Switzerland | 90318000999 | 0.66 |  | . | Vibration Sensors & Conditioners | Accelerometers with integrated electronics (CE) | . | Ex ia G Zone 0 (Europa) / Validity : None Ex ia G Zone 0 (International) / Validity : None Ex ia G Zone 0 (North America) / Validity : None Ex ia G Zone 0 (Russia, Belarus, Kyrgyzstan, Armenia, Kazakhstan) / Validity : 20.02.2026 Ex ia G Zone 0 (United Kingdom) / Validity : None Ex nA G Zone 2 (Europa) / Validity : None Ex nA G Zone 2 (International) / Validity : None Ex nA G Zone 2 (North America) / Validity : None Ex nA G Zone 2 (Russia, Belarus, Kyrgyzstan, Armenia, Kazakhstan) / Validity : 20.02.2026 Ex nA G Zone 2 (United Kingdom) / Validity : None | EAC (Russia, Belarus, Kyrgyzstan, Armenia, Kazakhstan) / Validity : 28.09.2025 | Pattern approval (Kazakhstan) / Validity : 26.08.2025 Pattern approval (Russia) / Validity : 15.09.2025 | .
444-134-000-60x | 444-134-000-605 | DocManager | CE134-60x Piezoelectric Accelerometer | CE134-60x | VC2 based sensing element, -70°C to 350°C, 5 µA/g, HF version, 3 m integral cable protected by flexible sealed tube, bayonet-locked stainless steel connector, Ex approved, 3 holes mounting | . | 5µA/g | -70 | 350 | 5 | 10000 | CG134 (bayonet) | CE134, GSI127, EC175, EE139, CG134, ABAxxx, TA104, TA105, JB105, JB116 | . | https://catalogue.meggittsensing.com/CE134.png | https://catalogue.meggittsensing.com/CE134-en-datasheet.pdf | https://catalogue.meggittsensing.com/CE134/ | . | Switzerland | 90318000999 | 0.737 |  | . | Vibration Sensors & Conditioners | Accelerometers with integrated electronics (CE) | . | Ex ia G Zone 0 (Europa) / Validity : None Ex ia G Zone 0 (International) / Validity : None Ex ia G Zone 0 (North America) / Validity : None Ex ia G Zone 0 (Russia, Belarus, Kyrgyzstan, Armenia, Kazakhstan) / Validity : 20.02.2026 Ex ia G Zone 0 (United Kingdom) / Validity : None Ex nA G Zone 2 (Europa) / Validity : None Ex nA G Zone 2 (International) / Validity : None Ex nA G Zone 2 (North America) / Validity : None Ex nA G Zone 2 (Russia, Belarus, Kyrgyzstan, Armenia, Kazakhstan) / Validity : 20.02.2026 Ex nA G Zone 2 (United Kingdom) / Validity : None | EAC (Russia, Belarus, Kyrgyzstan, Armenia, Kazakhstan) / Validity : 28.09.2025 | Pattern approval (Kazakhstan) / Validity : 26.08.2025 Pattern approval (Russia) / Validity : 15.09.2025 | .
444-134-000-70x | 444-134-000-705 | DocManager | CE134-70x Piezoelectric Accelerometer | CE134-70x | VC2 based sensing element, -70°C to 350°C, 5 µA/g, HF version, 3 m integral cable protected by flexible sealed tube, MIL-C-83723 stainless steel threaded connector, Ex approved, 3 holes mounting | . | 5µA/g | -70 | 350 | 5 | 10000 | CG134 (bayonet) | CE134, GSI127, EC175, EE139, CG134, ABAxxx, TA104, TA105, JB105, JB116 | . | https://catalogue.meggittsensing.com/CE134.png | https://catalogue.meggittsensing.com/CE134-en-datasheet.pdf | https://catalogue.meggittsensing.com/CE134/ | . | Switzerland | 90318000999 | 0.72 |  | . | Vibration Sensors & Conditioners | Accelerometers with integrated electronics (CE) | . | Ex ia G Zone 0 (Europa) / Validity : None Ex ia G Zone 0 (International) / Validity : None Ex ia G Zone 0 (North America) / Validity : None Ex ia G Zone 0 (Russia, Belarus, Kyrgyzstan, Armenia, Kazakhstan) / Validity : 20.02.2026 Ex ia G Zone 0 (United Kingdom) / Validity : None Ex nA G Zone 2 (Europa) / Validity : None Ex nA G Zone 2 (International) / Validity : None Ex nA G Zone 2 (North America) / Validity : None Ex nA G Zone 2 (Russia, Belarus, Kyrgyzstan, Armenia, Kazakhstan) / Validity : 20.02.2026 Ex nA G Zone 2 (United Kingdom) / Validity : None | EAC (Russia, Belarus, Kyrgyzstan, Armenia, Kazakhstan) / Validity : 28.09.2025 | Pattern approval (Kazakhstan) / Validity : 26.08.2025 Pattern approval (Russia) / Validity : 15.09.2025 | .
444-134-000-71x | 444-134-000-715 | DocManager | CE134-71x Piezoelectric Accelerometer | CE134-71x | VC2 based sensing element, -70°C to 350°C, 5 µA/g, HF version, 6 m integral cable protected by flexible sealed tube, MIL-C-83723 stainless steel threaded connector, Ex approved, 3 holes mounting | . | 5µA/g | -70 | 350 | 5 | 10000 | CG134 (bayonet) | CE134, GSI127, EC175, EE139, CG134, ABAxxx, TA104, TA105, JB105, JB116 | . | https://catalogue.meggittsensing.com/CE134.png | https://catalogue.meggittsensing.com/CE134-en-datasheet.pdf | https://catalogue.meggittsensing.com/CE134/ | . | Switzerland | 90318000999 | 1.09 |  | . | Vibration Sensors & Conditioners | Accelerometers with integrated electronics (CE) | . | Ex ia G Zone 0 (Europa) / Validity : None Ex ia G Zone 0 (International) / Validity : None Ex ia G Zone 0 (North America) / Validity : None Ex ia G Zone 0 (Russia, Belarus, Kyrgyzstan, Armenia, Kazakhstan) / Validity : 20.02.2026 Ex ia G Zone 0 (United Kingdom) / Validity : None Ex nA G Zone 2 (Europa) / Validity : None Ex nA G Zone 2 (International) / Validity : None Ex nA G Zone 2 (North America) / Validity : None Ex nA G Zone 2 (Russia, Belarus, Kyrgyzstan, Armenia, Kazakhstan) / Validity : 20.02.2026 Ex nA G Zone 2 (United Kingdom) / Validity : None | EAC (Russia, Belarus, Kyrgyzstan, Armenia, Kazakhstan) / Validity : 28.09.2025 | Pattern approval (Kazakhstan) / Validity : 26.08.2025 Pattern approval (Russia) / Validity : 15.09.2025 | .
444-281-000-01x | 444-281-000-013 | DocManager | CE281-01x Piezoelectric Accelerometer | CE281-01x | -54°C to 260°C, 10 µA/g, 3 m cable protected by flexible sealed tube, bayonet-locked stainless steel connector. Replacement of 444-136-000-201 | . | 10µA/g | -54 | 260 | 3 | 7000 | CG134 (bayonet) | CE281, GSI127, EC175, EE139,TA104, TA105, CG134, ABAxxx, JB105, JB116 | . | https://catalogue.meggittsensing.com/CE281.png | https://catalogue.meggittsensing.com/CE281-en-datasheet.pdf | https://catalogue.meggittsensing.com/CE281/ | . |  | 90318000999 |  |  | . | Vibration Sensors & Conditioners | Accelerometers with integrated electronics (CE) | . | No | No | No | .
444-281-000-11x | 444-281-000-113 | DocManager | CE281-11x Piezoelectric Accelerometer | CE281-11x | -54°C to 260°C, 10 µA/g, 3 m cable protected by flexible sealed tube, bayonet-locked stainless steel connector, Ex approved. Replacement of 444-136-000-102 | . | 10µA/g | -54 | 260 | 3 | 7000 | CG134 (bayonet) | CE281, GSI127, EC175, EE139,TA104, TA105, CG134, ABAxxx, JB105, JB116 | . | https://catalogue.meggittsensing.com/CE281.png | https://catalogue.meggittsensing.com/CE281-en-datasheet.pdf | https://catalogue.meggittsensing.com/CE281/ | . |  | 90318000999 |  |  | . | Vibration Sensors & Conditioners | Accelerometers with integrated electronics (CE) | . | Ex ia G Zone 0 (Europa) / Validity : None Ex ia G Zone 0 (International) / Validity : None Ex ia G Zone 0 (Korea) / Validity : None Ex ia G Zone 0 (North America) / Validity : None Ex ia G Zone 0 (Russia, Belarus, Kyrgyzstan, Armenia, Kazakhstan) / Validity : 20.02.2026 Ex nA G Zone 2 (Europa) / Validity : None Ex nA G Zone 2 (International) / Validity : None Ex nA G Zone 2 (North America) / Validity : None Ex nA G Zone 2 (Russia, Belarus, Kyrgyzstan, Armenia, Kazakhstan) / Validity : 20.02.2026 | No | Pattern approval (Kazakhstan) / Validity : 26.08.2025 Pattern approval (Russia) / Validity : 15.09.2025 | .
444-281-000-21x | 444-281-000-213 | DocManager | CE281-21x Piezoelectric Accelerometer | CE281-21x | -54°C to 260°C, 10 µA/g, 3 m cable protected by flexible sealed tube, MIL-C-83723 stainless steel threaded connector, Ex approved. Replacement of 444-136-000-401 | . | 10µA/g | -54 | 260 | 3 | 7000 | CG134 (threaded) | CE281, GSI127, EC175, EE143, TA104, TA105, CG134, ABAxxx, JB105, JB116 | . | https://catalogue.meggittsensing.com/CE281.png | https://catalogue.meggittsensing.com/CE281-en-datasheet.pdf | https://catalogue.meggittsensing.com/CE281/ | . |  | 90318000999 |  |  | . | Vibration Sensors & Conditioners | Accelerometers with integrated electronics (CE) | . | Ex ia G Zone 0 (Europa) / Validity : None Ex ia G Zone 0 (International) / Validity : None Ex ia G Zone 0 (Korea) / Validity : None Ex ia G Zone 0 (North America) / Validity : None Ex ia G Zone 0 (Russia, Belarus, Kyrgyzstan, Armenia, Kazakhstan) / Validity : 20.02.2026 Ex nA G Zone 2 (Europa) / Validity : None Ex nA G Zone 2 (International) / Validity : None Ex nA G Zone 2 (North America) / Validity : None Ex nA G Zone 2 (Russia, Belarus, Kyrgyzstan, Armenia, Kazakhstan) / Validity : 20.02.2026 | No | Pattern approval (Kazakhstan) / Validity : 26.08.2025 Pattern approval (Russia) / Validity : 15.09.2025 | .
444-310-401-10x | 444-310-401-101 | DocManager | TA102 Mounting adaptor | TA102 | Mounting adapter for CE 31x, stainless steel square base with M20 stud | . | N/A | N/A | N/A | N/A | N/A | N/A | CE31x, GSI127, TA102, ABAxxx, JB105, JB116 | . | https://catalogue.meggittsensing.com/CE281.png | https://catalogue.meggittsensing.com/CE281-en-datasheet.pdf | https://catalogue.meggittsensing.com/CE281/ | . | Switzerland | 90319000999 |  |  | . | Sensor Accessories | Mounting Accessories | . | N/A | N/A | N/A | .
444-311-000-01x | 444-311-000-013 | DocManager | CE311-01x Piezoelectric Accelerometer | CE311-01x | -30°C to 125°C, 50 µA/g, 3 m cable protected by flexible sealed tube with fliying leads. Replacement of 444-310-000-605 | . | 50µA/g | -30 | 125 | 2 | 8000 | Flying leads | CE31x, GSI127, MA133, TA102, ABAxxx, JB105, JB116 | . | https://catalogue.meggittsensing.com/CE311.png | https://catalogue.meggittsensing.com/CE311-en-datasheet.pdf | https://catalogue.meggittsensing.com/CE311/ | . | Switzerland | 90318000999 |  |  | . | Vibration Sensors & Conditioners | Accelerometers with integrated electronics (CE) | . | No | No | No | .
444-311-000-02x | 444-311-000-023 | DocManager | CE311-02x Piezoelectric Accelerometer | CE311-02x | -30°C to 125°C, 50 µA/g, 6 m cable protected by flexible sealed tube with fliying leads. Replacement of 444-310-000-805 | . | 50µA/g | -30 | 125 | 2 | 8000 | Flying leads | CE31x, GSI127, MA133, TA102, ABAxxx, JB105, JB116 | . | https://catalogue.meggittsensing.com/CE311.png | https://catalogue.meggittsensing.com/CE311-en-datasheet.pdf | https://catalogue.meggittsensing.com/CE311/ | . | Switzerland | 90318000999 |  |  | . | Vibration Sensors & Conditioners | Accelerometers with integrated electronics (CE) | . | No | No | No | .
444-311-000-03x | 444-311-000-033 | DocManager | CE311-03x Piezoelectric Accelerometer | CE311-03x | -30°C to 125°C, 50 µA/g, 12 m cable protected by flexible sealed tube with flying leads. Replacement of 444-310-000-1005 | . | 50µA/g | -30 | 125 | 2 | 8000 | Flying leads | CE31x, GSI127, MA133, TA102, ABAxxx, JB105, JB116 | . | https://catalogue.meggittsensing.com/CE311.png | https://catalogue.meggittsensing.com/CE311-en-datasheet.pdf | https://catalogue.meggittsensing.com/CE311/ | . | Switzerland | 90318000999 |  |  | . | Vibration Sensors & Conditioners | Accelerometers with integrated electronics (CE) | . | No | No | No | .
444-311-000-04x | 444-311-000-043 | DocManager | CE311-04x Piezoelectric Accelerometer | CE311-04x | -30°C to 125°C, 50 µA/g, 20 m cable protected by flexible sealed tube with flying leads. | . | 50µA/g | -30 | 125 | 2 | 8000 | Flying leads | CE31x, GSI127, MA133, TA102, ABAxxx, JB105, JB116 | . | https://catalogue.meggittsensing.com/CE311.png | https://catalogue.meggittsensing.com/CE311-en-datasheet.pdf | https://catalogue.meggittsensing.com/CE311/ | . | Switzerland | 90318000999 |  |  | . | Vibration Sensors & Conditioners | Accelerometers with integrated electronics (CE) | . | No | No | No | .
444-311-000-11x | 444-311-000-113 | DocManager | CE311-11x Piezoelectric Accelerometer | CE311-11x | -30°C to 125°C, 50 µA/g, 3 m cable protected by flexible sealed tube with fliying leads, Ex approved. Replacement of 444-310-000-505 | . | 50µA/g | -30 | 125 | 2 | 8000 | Flying leads | CE31x, GSI127, MA133, TA102, ABAxxx, JB105, JB116 | . | https://catalogue.meggittsensing.com/CE311.png | https://catalogue.meggittsensing.com/CE311-en-datasheet.pdf | https://catalogue.meggittsensing.com/CE311/ | . | Switzerland | 90318000999 |  |  | . | Vibration Sensors & Conditioners | Accelerometers with integrated electronics (CE) | . | Ex ia G Zone 0 (Europa) / Validity : None Ex ia G Zone 0 (International) / Validity : None Ex ia G Zone 0 (Korea) / Validity : None Ex ia G Zone 0 (North America) / Validity : None Ex nA G Zone 2 (Europa) / Validity : None Ex nA G Zone 2 (International) / Validity : None Ex nA G Zone 2 (North America) / Validity : None Ex t D Zone 21 (Korea) / Validity : None | No | Pattern approval (Kazakhstan) / Validity : 26.08.2025 Pattern approval (Russia) / Validity : 15.09.2025 | .
444-311-000-12x | 444-311-000-123 | DocManager | CE311-12x Piezoelectric Accelerometer | CE311-12x | -30°C to 125°C, 50 µA/g, 6 m cable protected by flexible sealed tube with fliying leads, Ex approved Replacement of 444-310-000-705 | . | 50µA/g | -30 | 125 | 2 | 8000 | Flying leads | CE31x, GSI127, MA133, TA102, ABAxxx, JB105, JB116 | . | https://catalogue.meggittsensing.com/CE311.png | https://catalogue.meggittsensing.com/CE311-en-datasheet.pdf | https://catalogue.meggittsensing.com/CE311/ | . | Switzerland | 90318000999 |  |  | . | Vibration Sensors & Conditioners | Accelerometers with integrated electronics (CE) | . | Ex ia G Zone 0 (Europa) / Validity : None Ex ia G Zone 0 (International) / Validity : None Ex ia G Zone 0 (Korea) / Validity : None Ex ia G Zone 0 (North America) / Validity : None Ex nA G Zone 2 (Europa) / Validity : None Ex nA G Zone 2 (International) / Validity : None Ex nA G Zone 2 (North America) / Validity : None Ex t D Zone 21 (Korea) / Validity : None | No | Pattern approval (Kazakhstan) / Validity : 26.08.2025 Pattern approval (Russia) / Validity : 15.09.2025 | .
444-311-000-20x | 444-311-000-203 | DocManager | CE311-20x Piezoelectric Accelerometer | CE311-20x | -30°C to 125°C, 50 µA/g, 8 m cable protected by flexible sealed tube with fliying leads, Ex approved Replacement of 444-310-000-905 | . | 50µA/g | -30 | 125 | 2 | 8000 | Flying leads | CE31x, GSI127, MA133, TA102, ABAxxx, JB105, JB116 | . |  |  |  | . | Switzerland | 90318000999 |  |  | . | Vibration Sensors & Conditioners | Accelerometers with integrated electronics (CE) | . | Ex ia G Zone 0 (Europa) / Validity : None Ex ia G Zone 0 (International) / Validity : None Ex ia G Zone 0 (Korea) / Validity : None Ex ia G Zone 0 (North America) / Validity : None Ex nA G Zone 2 (Europa) / Validity : None Ex nA G Zone 2 (International) / Validity : None Ex nA G Zone 2 (North America) / Validity : None Ex t D Zone 21 (Korea) / Validity : None | No | Pattern approval (Kazakhstan) / Validity : 26.08.2025 Pattern approval (Russia) / Validity : 15.09.2025 | .
444-311-000-21x | 444-311-000-213 | DocManager | CE311-21x Piezoelectric Accelerometer | CE311-21x | -30°C to 125°C, 50 µA/g, 11 m cable protected by flexible sealed tube with fliying leads, Ex approved | . | 50µA/g | -30 | 125 | 2 | 8000 | Flying leads | CE31x, GSI127, MA133, TA102, ABAxxx, JB105, JB116 | . |  |  |  | . | Switzerland | 90318000999 |  |  | . | Vibration Sensors & Conditioners | Accelerometers with integrated electronics (CE) | . | Ex ia G Zone 0 (Europa) / Validity : None Ex ia G Zone 0 (International) / Validity : None Ex ia G Zone 0 (Korea) / Validity : None Ex ia G Zone 0 (North America) / Validity : None Ex nA G Zone 2 (Europa) / Validity : None Ex nA G Zone 2 (International) / Validity : None Ex nA G Zone 2 (North America) / Validity : None Ex t D Zone 21 (Korea) / Validity : None | No | Pattern approval (Kazakhstan) / Validity : 26.08.2025 Pattern approval (Russia) / Validity : 15.09.2025 | .
444-311-000-30x | 444-311-000-303 | DocManager | CE311-30x Piezoelectric Accelerometer | CE311-30x | -30°C to 125°C, 50 µA/g, 0.4 m cable protected by flexible sealed tube with fliying leads, Ex approved Replacement of 444-310-000S003 | . | 50µA/g | -30 | 125 | 2 | 8000 | Flying leads | CE31x, GSI127, MA133, TA102, ABAxxx, JB105, JB116 | . |  |  |  | . | Switzerland | 90318000999 |  |  | . | Vibration Sensors & Conditioners | Accelerometers with integrated electronics (CE) | . | Ex ia G Zone 0 (Europa) / Validity : None Ex ia G Zone 0 (International) / Validity : None Ex ia G Zone 0 (Korea) / Validity : None Ex ia G Zone 0 (North America) / Validity : None Ex nA G Zone 2 (Europa) / Validity : None Ex nA G Zone 2 (International) / Validity : None Ex nA G Zone 2 (North America) / Validity : None Ex t D Zone 21 (Korea) / Validity : None | No | Pattern approval (Kazakhstan) / Validity : 26.08.2025 Pattern approval (Russia) / Validity : 15.09.2025 | .
444-312-000-21x | 444-312-000-212 | DocManager | CE312-21x Piezoelectric Accelerometer | CE312-21x | -30°C to 125°C, 50 µA/g, MIL-C-83723 stainless steel threaded connector | . | 50µA/g | -30 | 125 | 2 | 8000 | MIL-C-83723 | CE31x, GSI127, MA133, TA102, ABAxxx, JB105, JB116 | . |  |  |  | . | Switzerland | 90318000999 |  |  | . | Vibration Sensors & Conditioners | Accelerometers with integrated electronics (CE) | . | No | No | No | .
444-620-000-11x | 444-620-000-111 | DocManager | CE620-11x Piezoelectric accelerometer with integrated electronics | CE620-11x | Piezoelectric accelerometer with integrated electronics, -55 to 120°C for 100mV/g and -55 to 90°C for 500 mV/g, top exit | . | 100mV/g | -55 | 120 | 0.5 | 14000 | MIL-C-5015 2pin | CExxx, GSI127, MA122, MA60x, EC622, EC632, EC318, EC319, ABAxxx, JB105, JB116 | . | https://catalogue.meggittsensing.com/CE620.png | https://catalogue.meggittsensing.com/CE620-en-datasheet.pdf | https://catalogue.meggittsensing.com/CE620/ | . | France | 90318000999 |  |  | . | Vibration Sensors & Conditioners | Accelerometers with integrated electronics (CE) | . | Ex ia G / D Zone 0 / 20 (Europa) / Validity : None Ex ia G / D Zone 0 / 20 (International) / Validity : None Ex ia G / D Zone 0 / 20 (Russia, Belarus, Kyrgyzstan, Armenia, Kazakhstan) / Validity : 20.02.2026 | EAC (Russia, Belarus, Kyrgyzstan, Armenia, Kazakhstan) / Validity : 28.09.2025 | No | .
444-620-000-21x | 444-620-000-211 | DocManager | CE620-21x Piezoelectric accelerometer with integrated electronics | CE620-21x | Piezoelectric accelerometer with integrated electronics, -55 to 120°C, 5 or 10m Teflon FEP cable with overbraid | . | 100mV/g | -55 | 120 | 0.5 | 14000 | MIL-C-5015 2pin | CExxx, GSI127, MA60x, ABAxxx, JB105, JB116 | . |  |  |  | . | France | 90318000999 |  |  | . | Vibration Sensors & Conditioners | Accelerometers with integrated electronics (CE) | . | Ex ia G / D Zone 0 / 20 (Europa) / Validity : None Ex ia G / D Zone 0 / 20 (International) / Validity : None Ex ia G / D Zone 0 / 20 (Russia, Belarus, Kyrgyzstan, Armenia, Kazakhstan) / Validity : 20.02.2026 | EAC (Russia, Belarus, Kyrgyzstan, Armenia, Kazakhstan) / Validity : 28.09.2025 | No | .
444-630-000-11x | 444-630-000-111 | DocManager | CE630-11x Piezoelectric accelerometer with integrated electronics | CE630-11x | Piezoelectric accelerometer with integrated electronics, -55 to 120°C for 100mV/g and -55 to 90°C for 500 mV/g, side exit | . | 100mV/g | -55 | 120 | 1 | 8000 | MIL-C-5015 2pin | CExxx, GSI127, MA122, MA60x, EC622, EC632, EC318, EC319, ABAxxx, JB105, JB116 | . |  |  |  | . | France | 90318000999 |  |  | . | Vibration Sensors & Conditioners | Accelerometers with integrated electronics (CE) | . | Ex ia G / D Zone 0 / 20 (Europa) / Validity : None Ex ia G / D Zone 0 / 20 (International) / Validity : None | EAC (Russia, Belarus, Kyrgyzstan, Armenia, Kazakhstan) / Validity : 28.09.2025 | No | .
444-687-000-11x | 444-687-000-111 | DocManager | CE687-11x Piezoelectric accelerometer with integrated electronics | CE687-11x | Piezoelectric accelerometer with integrated electronics, 4-20mA output, 55 to 120°C, top exit | . | 10g | -55 | 120 | 3 | 10000 | MIL-C-5015 2pin | CExxx, GSI127, MA122, MA60x, EC622, EC632, EC318, EC319, ABAxxx, JB105, JB116 | . |  |  |  | . | France | 90318000999 |  |  | . | Vibration Sensors & Conditioners | Accelerometers with integrated electronics (CE) | . | No | No | No | .
444-687-000-21x | 444-687-000-211 | DocManager | CE687-21x Piezoelectric accelerometer with integrated electronics | CE687-21x | CE687-11x Piezoelectric accelerometer with integrated electronics, 4-20mA output -55 to 90°C, 5m Teflon FEP cable with overbraid | . | 10g | -55 | 90 | 3 | 10000 | MIL-C-5015 2pin | CExxx, GSI127, MA122, MA60x, EC622, EC632, EC318, EC319, ABAxxx, JB105, JB116 | . |  |  |  | . | France | 90318000999 |  |  | . | Vibration Sensors & Conditioners | Accelerometers with integrated electronics (CE) | . | No | No | No | .
447-140-000-01x | 447-140-000-011 | DocManager | EW140-011 Ice detection transducer | EW140-011 | Probe type 77 mm length with 7/16"-27 UNS-2A connector and mounting flange suitable for most gas turbines, Ex approved | . | 2mm | -55 | 120 | N/A | N/A | 7/16″-27UNS-2A | EW140, DIC413, EC069, EC119, EC222, JB105, JB116 | . | https://catalogue.meggittsensing.com/DIC413.png | https://catalogue.meggittsensing.com/DIC413-en-datasheet.pdf | https://catalogue.meggittsensing.com/DIC413/ | . | Switzerland | 90328900 | 0.3 |  | . | Other Sensors and Conditioners | Ice-detection sensors (EW) | . | Ex ia G Zone 0 (North America) / Validity : None Ex ib G Zone 1 (Europa) / Validity : None Ex ia G Zone 0 (North America) / Validity : None Ex ib G Zone 1 (Europa) / Validity : None Ex ia G Zone 0 (North America) / Validity : None Ex ib G Zone 1 (Europa) / Validity : None Ex nA G Zone 2 (Europa) / Validity : None Ex nA G Zone 2 (International) / Validity : None Ex nA G Zone 2 (North America) / Validity : None Ex nA G Zone 2 (Russia, Belarus, Kyrgyzstan, Armenia, Kazakhstan) / Validity : 22.03.2025 | No | No | .
447-140-000-11x | 447-140-000-111 | DocManager | EW140-111 Ice detection transducer | EW140-111 | Probe type 100 mm length with 7/16"-27 UNS-2A connector and mounting flange suitable for most gas turbines, Ex approved | . | 2mm | -55 | 120 | N/A | N/A | 7/16″-27UNS-2A | EW140, DIC413, EC069, EC119, EC222, JB105, JB116 | . | https://catalogue.meggittsensing.com/DIC413.png | https://catalogue.meggittsensing.com/DIC413-en-datasheet.pdf | https://catalogue.meggittsensing.com/DIC413/ | . | Switzerland | 90328900 | 0.345 |  | . | Other Sensors and Conditioners | Ice-detection sensors (EW) | . | Ex ia G Zone 0 (North America) / Validity : None Ex ib G Zone 1 (Europa) / Validity : None Ex ia G Zone 0 (North America) / Validity : None Ex ib G Zone 1 (Europa) / Validity : None Ex ia G Zone 0 (North America) / Validity : None Ex ib G Zone 1 (Europa) / Validity : None Ex nA G Zone 2 (Europa) / Validity : None Ex nA G Zone 2 (International) / Validity : None Ex nA G Zone 2 (North America) / Validity : None Ex nA G Zone 2 (Russia, Belarus, Kyrgyzstan, Armenia, Kazakhstan) / Validity : 22.03.2025 | No | No | .
447-140-000-12x | 447-140-000-121 | DocManager | EW140-121 Ice detection transducer | EW140-121 | Probe type 175 mm length with 7/16"-27 UNS-2A connector and mounting flange, suitable for thick walled gas turbines, Ex approved | . | 2mm | -55 | 120 | N/A | N/A | 7/16″-27UNS-2A | EW140, DIC413, EC069, EC119, EC222, JB105, JB116 | . | https://catalogue.meggittsensing.com/DIC413.png | https://catalogue.meggittsensing.com/DIC413-en-datasheet.pdf | https://catalogue.meggittsensing.com/DIC413/ | . | Switzerland | 90328900 | 0.43 |  | . | Other Sensors and Conditioners | Ice-detection sensors (EW) | . | Ex ia G Zone 0 (North America) / Validity : None Ex ib G Zone 1 (Europa) / Validity : None Ex ia G Zone 0 (North America) / Validity : None Ex ib G Zone 1 (Europa) / Validity : None Ex ia G Zone 0 (North America) / Validity : None Ex ib G Zone 1 (Europa) / Validity : None Ex nA G Zone 2 (Europa) / Validity : None Ex nA G Zone 2 (International) / Validity : None Ex nA G Zone 2 (North America) / Validity : None Ex nA G Zone 2 (Russia, Belarus, Kyrgyzstan, Armenia, Kazakhstan) / Validity : 22.03.2025 | No | No | .
500-112-000-01x | 500-112-000-012 | DocManager | CP232-222 Piezoelectric Dynamic Pressure Sensor with mounting kit | CP232-222 | -55°C to +520°C, 750 pC/bar, 0,15 pC/g, 0,3 m (12") integral MI cable with overbraid, VM 7/16" high temp connector, Ex approved. Includes 2pcs 143-232-901-321 Gasket and 1pce 809-131-000-021 Mounting Adapter MA131 | . | 750pC/bar | -55 | 520 | 2 | 10000 | 7/16"-27UNS-2A | CPxxx, IPC707, GSI127, EC069, EC112, EC119, EC222, MA Seal, MA131, CG505, ABAxxx, JB105, JB116 | . |  |  |  | . | Switzerland | 90318000999 | 0.27 |  | . | Dynamic Pressure Sensors | Dynamic pressure sensors (CP) | . | Ex ia G Zone 0 (International) / Validity : None Ex ia G Zone 0 (Korea) / Validity : None Ex ia G Zone 0 (North America) / Validity : None Ex ib G Zone 1 (China) / Validity : 14.07.2026 Ex ib G Zone 1 (Europa) / Validity : None Ex ib G Zone 1 (Russia, Belarus, Kyrgyzstan, Armenia, Kazakhstan) / Validity : 18.02.2026 Ex nA G Zone 2 (Europa) / Validity : None Ex nA G Zone 2 (International) / Validity : None Ex nA G Zone 2 (North America) / Validity : None Ex nA G Zone 2 (Russia, Belarus, Kyrgyzstan, Armenia, Kazakhstan) / Validity : 18.02.2026 | EAC (Russia, Belarus, Kyrgyzstan, Armenia, Kazakhstan) / Validity : 29.09.2025 | Pattern approval (Russia) / Validity : 02.09.2025 | .
500-112-000-12x | 500-112-000-122 | DocManager | CP232-232 Piezoelectric Dynamic Pressure Sensor with mounting kit | CP232-232 | Dynamic Pressure Sensor Kit CP232 consisting of: <br>1x Dynamic Pressure Sensor CP 232 P/N 143-232-000-232 with 1 m MI-Integral cable with metal protection and VM 7/16" high temperture connector -55°C to +520°C, ATEX according to Siemens DGSLV-00000562 (item 1) <br>1x Mounting Adaptor MA 131 P/N 809-131-000-131 M24, length 97mm according to Siemens DGSLV-00000562 (item 2) <br>2x Gasket Seal P/N 143-232-901-321 according to Siemens DGSLV-00000562 (item 3) | . | 750pC/bar | -55 | 520 | 2 | 10000 | 7/16"-27UNS-2A | CPxxx, IPC707, GSI127, EC069, EC112, EC119, EC222, MA Seal, MA131, CG505, ABAxxx, JB105, JB116 | . |  |  |  | . | Switzerland | 90262000 | 0.35 |  | . | Dynamic Pressure Sensors | Dynamic pressure sensors (CP) | . | Ex ia G Zone 0 (International) / Validity : None Ex ia G Zone 0 (Korea) / Validity : None Ex ia G Zone 0 (North America) / Validity : None Ex ib G Zone 1 (China) / Validity : 14.07.2026 Ex ib G Zone 1 (Europa) / Validity : None Ex ib G Zone 1 (Russia, Belarus, Kyrgyzstan, Armenia, Kazakhstan) / Validity : 18.02.2026 Ex nA G Zone 2 (Europa) / Validity : None Ex nA G Zone 2 (International) / Validity : None Ex nA G Zone 2 (North America) / Validity : None Ex nA G Zone 2 (Russia, Belarus, Kyrgyzstan, Armenia, Kazakhstan) / Validity : 18.02.2026 | EAC (Russia, Belarus, Kyrgyzstan, Armenia, Kazakhstan) / Validity : 29.09.2025 | Pattern approval (Russia) / Validity : 02.09.2025 | .
500-172-000-01x | 500-172-000-011 | DocManager | Interconnection Protection | IP172-01x | Interconnection protection mounting kit, composed of 10x IP 172 protective fluorosilicone rubber boots, sachets of silicone grease and mounting tools in a plastic carring case. | . | N/A | -40 | 200 | N/A | N/A | N/A | TQxxx, EAxxx, IQS9xx, GSI127, TSM201, MA130, PA15x, IP172, KS107, SG1xx, JB118, ABAxxx | . |  |  |  | . | Switzerland | 90319000999 | 0.205 |  | . | Sensor Accessories | Mounting Accessories | . | N/A | N/A | N/A | .
500-172-000-11x | 500-172-000-111 | DocManager | Interconnection Protection | IP172-11x | Interconnection protectors, composed of 10x IP 172 protective fluorosilicone rubber boots and sachets of silicone grease. | . | N/A | -40 | 200 | N/A | N/A | N/A | TQxxx, EAxxx, IQS9xx, GSI127, TSM201, MA130, PA15x, IP172, KS107, SG1xx, JB118, ABAxxx | . |  |  |  | . | Switzerland | 90319000999 | 0.121 |  | . | Sensor Accessories | Mounting Accessories | . | N/A | N/A | N/A | .
800-101-000-00x | 800-101-000-001 | DocManager | SG101 Cable feedthrough | SG101 | Cable feedthrough M12x1.5 with double stuffing gland for coaxial cable ø0.7 - 2.7mm and flexible metallic protective tube ø5 - 7mm | . | N/A | -20 | 200 | N/A | N/A | N/A | TQxxx, EAxxx, IQS9xx, GSI127, TSM201, MA130, PA15x, IP172, KS107, SG1xx, JB118, ABAxxx | . |  |  |  | . | Switzerland | 90318000999 |  |  | . | Sensor Accessories | Mounting Accessories | . | N/A | N/A | N/A | .
800-102-000-00x | 800-102-000-001 | DocManager | SG102 Cable feedthrough | SG102 | Cable feedthrough M12x1.5 with double stuffing gland ø0.2 ÷ 4 / ø6 ÷ 8. | . | N/A | -20 | 200 | N/A | N/A | N/A | TQxxx, EAxxx, IQS9xx, GSI127, TSM201, MA130, PA15x, IP172, KS107, SG1xx, JB118, ABAxxx | . |  | https://catalogue.meggittsensing.com/SG102-en-datasheet.pdf | https://catalogue.meggittsensing.com/CE281/ | . | Switzerland | 90319000999 | 0.032 |  | . | Sensor Accessories | Mounting Accessories | . | N/A | N/A | N/A | .
800-107-000-01x | 800-107-000-011 | DocManager | KS107 Flexible protection conduit | KS107 | Flexible conduit, galvanized steel with silicone sheath protecting up to 4 proximity measuring chains. Different adaptor available. | . | N/A | -40 | 200 | N/A | N/A | N/A | TQxxx, EAxxx, IQS9xx, GSI127, TSM201, MA130, PA15x, IP172, KS107, SG1xx, JB118, ABAxxx | . | https://catalogue.meggittsensing.com/KS107.png | https://catalogue.meggittsensing.com/KS107-en-datasheet.pdf | https://catalogue.meggittsensing.com/KS107/ | . | Switzerland | 85332900 |  |  | . | Sensor Accessories | Mounting Accessories | . | N/A | N/A | N/A | .
800-114-000-01x | 800-114-000-011 | DocManager | TA114 Mounting adaptor | TA114 | Mounting adapter for velocity transducer type CV 210, stainless steel hexagonal base, M8 to M8 | . | N/A | N/A | N/A | N/A | N/A | N/A | VE210, GSI127, EC439, EC440, TA114, ABAxxx, JB105, JB116 | . | https://catalogue.meggittsensing.com/VE210.png | https://catalogue.meggittsensing.com/VE210-en-datasheet.pdf | https://catalogue.meggittsensing.com/VE210/ | . | Switzerland | 85369080 | 0.048 |  | . | Sensor Accessories | Mounting Accessories | . | N/A | N/A | N/A | .
800-119-000-02x | 800-119-000-025 | DocManager | AE119 Housing expansion probe (50 mm range) | AE119 | Absolute expansion transducer with integral electronics, standard 4-20 mA output, measuring range 0-50 mm | . | 50mm | 0 | 80 | 0 | 5 | 5-pin - Flying leads | AE119, EH140 | . | https://catalogue.meggittsensing.com/AE119.png | https://catalogue.meggittsensing.com/AE119-en-datasheet.pdf | https://catalogue.meggittsensing.com/AE119/ | . | Switzerland | 90318000999 |  |  | . | Other Sensors and Conditioners | Expansion Probes (AE) | . | No | No | No | .
800-119-000-12x | 800-119-000-112 | DocManager | AE119 Housing expansion probe (100 mm range) | AE119 | Absolute expansion transducer with integral electronics, standard 4-20 mA output, measuring range 0-100 mm | . | 100mm | 0 | 80 | 0 | 5 | 5-pin - Flying leads | AE119, EH140 | . | https://catalogue.meggittsensing.com/AE119.png | https://catalogue.meggittsensing.com/AE119-en-datasheet.pdf | https://catalogue.meggittsensing.com/AE119/ | . | Switzerland | 90318000999 |  |  | . | Other Sensors and Conditioners | Expansion Probes (AE) | . | No | No | No | .
800-150-000-11x | 800-150-000-111 | DocManager | PA150-11x Probe mounting adapter | PA150-11x | Probe mounting adapter with polyester housing, different choice of stainless steel rod lengths, adapter threads or cable fittings, including a proximity chain measurement TQ912 and IQS900 with 1m cable | . | 4mV/µm | -40 | 180 | N/A | N/A | N/A | TQxxx, EAxxx, IQS9xx, GSI127, TSM201, MA130, PA15x, IP172, KS107, SG1xx, JB118, ABAxxx | . |  |  |  | . | Switzerland | 90318000999 |  |  | . | Vibration Sensors & Conditioners | Proximity Measuring System (TQ/IQS/EA/PA) | . | See TQ912/IQS900 certification | No | No | .
800-151-000-11x | 800-151-000-111 | DocManager | PA151-11x Probe mounting adapter | PA151-11x | Probe mounting adapter with polyester housing, different choice of stainless steel rod lengths, adapter threads or cable fittings, for the mounting of a proximity probe TQ 912 | . | N/A | -40 | 100 | N/A | N/A | N/A | TQxxx, EAxxx, IQS9xx, GSI127, TSM201, MA130, PA15x, IP172, KS107, SG1xx, JB118, ABAxxx | . |  |  |  | . | Switzerland | 90318000999 |  |  | . | Vibration Sensors & Conditioners | Proximity Measuring System (TQ/IQS/EA/PA) | . | Ex e G Zone 1 (Russia, Belarus, Kyrgyzstan, Armenia, Kazakhstan) / Validity 18.02.2026 | No | No | .
800-152-000-11x | 800-152-000-111 | DocManager | PA152-11x Probe mounting adapter | PA152-11x | Probe mounting adapter with aluminum housing for high temp. application (200°C), different choice of stainless steel rod lengths, adapter threads or cable fittings, for the mounting of a proximity probe TQ 912 | . | N/A | -40 | 200 | N/A | N/A | N/A | TQxxx, EAxxx, IQS9xx, GSI127, TSM201, MA130, PA15x, IP172, KS107, SG1xx, JB118, ABAxxx | . |  |  |  | . | Switzerland | 90318000999 |  |  | . | Vibration Sensors & Conditioners | Proximity Measuring System (TQ/IQS/EA/PA) | . | No | No | No | .
800-153-000-11x | 800-153-000-111 | DocManager | PA153-11x Probe mounting adapter for TQ912 without TQ | PA153-11x | PA153 Probe mounting adapter for TQ412 without TQ | . | N/A | -40 | 200 | N/A | N/A | N/A | TQxxx, EAxxx, IQS9xx, GSI127, TSM201, MA130, PA15x, IP172, KS107, SG1xx, JB118, ABAxxx | . |  |  |  | . | Switzerland | 90318000999 |  |  | . | Vibration Sensors & Conditioners | Proximity Measuring System (TQ/IQS/EA/PA) | . | No | No | No | .
800-164-000-01x | 800-164-000-011 | DocManager | SG164 Cable feedthrough | SG164 | Cable feedthrough for up to 4 TQs providing high-pressure barrier up to 10bar, different adapters available. | . | N/A | -25 | 200 | N/A | N/A | N/A | TQxxx, EAxxx, IQS9xx, GSI127, TSM201, MA130, PA15x, IP172, KS107, SG1xx, JB118, ABAxxx | . |  |  |  | . | Switzerland | 85469000 |  |  | . | Sensor Accessories | Mounting Accessories | . | N/A | N/A | N/A | .
809-101-000-01x | 809-101-000-011 | DocManager | MF101 Mechanical filter | MF101 | Mechanical filter for CA 20x | . | N/A | N/A | N/A | N/A | N/A | N/A | CA202, IPC707, GSI127, MA133, MF101 | . |  |  |  | . | Switzerland | 90319000999 | 0.285 |  | . | Sensor Accessories | Mounting Accessories | . | N/A | N/A | N/A | .
809-104-000-01x | 809-104-000-011 | DocManager | MA104 Mounting adaptor | MA104 | Mounting adapter for CP 211, 215, 216, 50x version 0xx made of Inconel 750 | . | N/A | N/A | N/A | N/A | N/A | N/A | CPxxx, IPC707, GSI127, MA104, MA seal, MA CP21x | . | https://catalogue.meggittsensing.com/CP211.png | https://catalogue.meggittsensing.com/CP211-en-datasheet.pdf | https://catalogue.meggittsensing.com/CP211/ | . |  |  |  |  | . | Sensor Accessories | Mounting Accessories | . | N/A | N/A | N/A | .
809-108-000-01x | 809-108-000-011 | DocManager | MA108 Mounting adaptor | MA108 | Mounting adapter 10-32 UNF-2A to 10-32 UNF-2A | . | N/A | N/A | N/A | N/A | N/A | N/A | MA108, MA109, MA112 | . |  |  |  | . |  |  |  |  | . | Sensor Accessories | Mounting Accessories | . | N/A | N/A | N/A | .
809-109-000-01x | 809-109-000-011 | DocManager | MA109 Mounting adaptor | MA109 | Mounting adapter 10-32 UNF-2A to M5x0.5 | . | N/A | N/A | N/A | N/A | N/A | N/A | MA108, MA109, MA112 | . |  |  |  | . |  |  |  |  | . | Sensor Accessories | Mounting Accessories | . | N/A | N/A | N/A | .
809-112-000-01x | 809-112-000-011 | DocManager | MA112 Mounting accessory | MA112 | Mounting adapter M5x0.5 to M5x0.5 | . | N/A | N/A | N/A | N/A | N/A | N/A | MA108, MA109, MA112 | . |  |  |  | . |  |  |  |  | . | Sensor Accessories | Mounting Accessories | . | N/A | N/A | N/A | .
809-122-000-01x | 809-122-000-012 | DocManager | MA122 Mounting adaptor | MA122 | Mounting adapter with conic base for CE 680, 1/4 - 28 UNF to M6 | . | N/A | N/A | N/A | N/A | N/A | N/A | CExxx, PVxxx, GSI127, MA122, MA60x | . | https://catalogue.meggittsensing.com/CE620.png | https://catalogue.meggittsensing.com/CE620-en-datasheet.pdf | https://catalogue.meggittsensing.com/CE620/ | . | Switzerland | 90319000999 | 0.015 |  | . | Sensor Accessories | Mounting Accessories | . | N/A | N/A | N/A | .
809-122-000-02x | 809-122-000-021 | DocManager | MA122 Mounting adaptor | MA122 | Insulating stud with conic base for CE 680, 1/4 - 28 UNF to M6 | . | N/A | N/A | N/A | N/A | N/A | N/A | CExxx, PVxxx, GSI127, MA122, MA60x | . | https://catalogue.meggittsensing.com/CE620.png | https://catalogue.meggittsensing.com/CE620-en-datasheet.pdf | https://catalogue.meggittsensing.com/CE620/ | . | Switzerland | 90319000999 | 0.012 |  | . | Sensor Accessories | Mounting Accessories | . | N/A | N/A | N/A | .
809-126-000-01x | 809-126-000-011 | DocManager | MA126 Mounting adaptor | MA126 | Mounting adapter for CP 211, 216 version 1xx made of Inconel 750 | . | N/A | N/A | N/A | N/A | N/A | N/A | CPxxx, IPC707, GSI127, MA104, MA126, MA seal, MA CP21x | . | https://catalogue.meggittsensing.com/CP211.png | https://catalogue.meggittsensing.com/CP211-en-datasheet.pdf | https://catalogue.meggittsensing.com/CP211/ | . |  |  |  |  | . | Sensor Accessories | Mounting Accessories | . | N/A | N/A | N/A | .
809-126-000-51x | 809-126-000-511 | DocManager | MA126 Mounting adaptor | MA126 | Mounting adapter for CP 50x version 1xx made of Inconel 750 | . | N/A | N/A | N/A | N/A | N/A | N/A | CPxxx, IPC707, GSI127, MA126, MA Seal | . |  |  |  | . |  |  |  |  | . | Sensor Accessories | Mounting Accessories | . | N/A | N/A | N/A | .
809-130-000-02x | 809-130-000-021 | DocManager | MA130 Mounting accessory | MA130 | Mounting adapter for IPC707 and IQS9xx | . | N/A | N/A | N/A | N/A | N/A | N/A | MA130, IPC707, IQSxxx, ABAxxx | . |  |  |  | . | Czechia | 90319000999 |  |  | . | Sensor Accessories | Mounting Accessories | . | N/A | N/A | N/A | .
809-130-000-11x | 809-130-000-111 | DocManager | MA130 Mounting accessory | MA130 | Rail DIN mounting kit for ILS73x | . | N/A | N/A | N/A | N/A | N/A | N/A | MA130, ILSxxx, ABAxxx | . | https://catalogue.meggittsensing.com/LS120.png | https://catalogue.meggittsensing.com/LS120-en-datasheet.pdf | https://catalogue.meggittsensing.com/LS120/ | . | Switzerland |  | 0 |  | . | Sensor Accessories | Mounting Accessories | . | N/A | N/A | N/A | .
809-131-000-01x | 809-131-000-011 | DocManager | MA131 Mounting adaptor | MA131 | Mounting adapter for CP 232 vers. 212 made of Inconel 750 | . | N/A | N/A | N/A | N/A | N/A | N/A | CPxxx, IPC707, GSI127, MA131 | . |  |  |  | . |  | 90319000999 |  |  | . | Sensor Accessories | Mounting Accessories | . | N/A | N/A | N/A | .
809-131-000-02x | 809-131-000-021 | DocManager | MA131 Mounting adaptor | MA131 | Mounting adapter for CP 232 vers. 222 made of Inconel 750 | . | N/A | N/A | N/A | N/A | N/A | N/A | CPxxx, IPC707, GSI127, MA131 | . |  |  |  | . | Switzerland | 90319000999 | 0.15 |  | . | Sensor Accessories | Mounting Accessories | . | N/A | N/A | N/A | .
809-131-000-03x | 809-131-000-031 | DocManager | MA131 Mounting adaptor | MA131 | Mounting adapter for CP 232 vers. 232 made of Inconel 750 | . | N/A | N/A | N/A | N/A | N/A | N/A | CPxxx, IPC707, GSI127, MA131 | . |  |  |  | . | Switzerland | 90319000999 | 0.162 |  | . | Sensor Accessories | Mounting Accessories | . | N/A | N/A | N/A | .
809-131-000-13x | 809-131-000-131 | DocManager | MA131 Mounting adapter for CP232 kit | MA131 | MA131 Mounting adapter for CP232 kit, 500-112-000-112 | . | N/A | N/A | N/A | N/A | N/A | N/A | CPxxx, IPC707, GSI127, MA131 | . |  |  |  | . | Switzerland | 90319000999 | 0.15 |  | . | Sensor Accessories | Mounting Accessories | . | N/A | N/A | N/A | .
809-133-000-01x | 809-133-000-011 | DocManager | MA133 Mounting adaptor | MA133 | Thermal insulation kit for CA 20x and CE 31x, one insulation plate, four screws M6x45 and four lock washers | . | N/A | N/A | N/A | N/A | N/A | N/A | CA20x, CE31x, IPC707, GSI127, MA133, MF101 | . |  |  |  | . | Switzerland | 90319000999 | 0.085 |  | . | Sensor Accessories | Mounting Accessories | . | N/A | N/A | N/A | .
809-134-000-01x | 809-134-000-011 | DocManager | MT134 Terminal blocks | MT134 | Interconnection Terminal Blocks 0.5 - 1.5 mm2, for ABA 15X | . | N/A | N/A | N/A | N/A | N/A | N/A | MT134, MA130, ABAxxx | . |  |  |  | . | Switzerland | 90319000999 | 0.044 |  | . | Sensor Accessories | Mounting Accessories | . | N/A | N/A | N/A | .
809-601-000-01x | 809-601-000-011 | DocManager | MA601 stud | MA601 | Stud, Stainless steel (AISI 303) Sensor side : 1/4-28" Machine side : 1/4-28" Compatible with CE620, CE630, CE687, PV660, PV685 | . | N/A | N/A | N/A | N/A | N/A | N/A | CExxx, PVxxx, GSI127, MA122, MA60x | . |  |  |  | . | France |  |  |  | . | Sensor Accessories | Mounting Accessories | . | N/A | N/A | N/A | .
809-601-000-02x | 809-601-000-021 | DocManager | MA601 stud | MA601 | Stud, Stainless steel (AISI 303) Sensor side : 1/4-28" Machine side : M8 x 1.25 Compatible with CE620, CE630, CE687, PV660, PV685 | . | N/A | N/A | N/A | N/A | N/A | N/A | CExxx, PVxxx, GSI127, MA122, MA60x | . |  |  |  | . | France |  |  |  | . | Sensor Accessories | Mounting Accessories | . | N/A | N/A | N/A | .
809-601-000-03x | 809-601-000-031 | DocManager | MA601 stud | MA601 | Stud, Stainless steel (AISI 303) Sensor side : 1/4-28" Machine side : M8 x 1 Compatible with CE620, CE630, CE687, PV660, PV685 | . | N/A | N/A | N/A | N/A | N/A | N/A | CExxx, PVxxx, GSI127, MA122, MA60x | . |  |  |  | . | France |  |  |  | . | Sensor Accessories | Mounting Accessories | . | N/A | N/A | N/A | .
809-602-000-01x | 809-602-000-011 | DocManager | MA602 Adhesive pad stud | MA602 | MA602 Adhesive pad stud Adhesive pad, Stainless steel (AISI 316L) Sensor side : 1/4-28" Machine side : 22mm Hexagonal Adhesive to be used : Loctite 330 (not included) Compatible with CE620, CE630, CE687, PV660, PV685 | . | N/A | N/A | N/A | N/A | N/A | N/A | CExxx, PVxxx, GSI127, MA122, MA60x | . |  |  |  | . | France | 90318080 | 0.017 |  | . | Sensor Accessories | Mounting Accessories | . | N/A | N/A | N/A | .
812-134-000-03x | 812-134-000-031 | DocManager | CG134-031 Connector | CG134-031 | Mating connector for CE 134 and CE 281 accelerometers. Stainless steel threaded connector acc. to MIL-C-83723 and to be fitted on K 209 cable (standard installations). | . | N/A | N/A | N/A | N/A | N/A | MIL-C-83723 | CE134, CE281, GSI127, ECxxx, EExxx, CG134, ABAxxx, JB105, JB116 | . |  |  |  | . | Switzerland | 85366953 | 0.05 |  | . | Sensor Accessories | Mounting Accessories | . | N/A | N/A | N/A | .
812-134-000-04x | 812-134-000-041 | DocManager | CG134-041 Connector | CG134-041 | Mating connector for CE 134 and CE 281 accelerometers. Stainless steel threaded connector acc. to MIL-C-83723 and to be fitted on K 210 cable (for Ex installations). | . | N/A | N/A | N/A | N/A | N/A | MIL-C-83723 | CE134, CE281, GSI127, ECxxx, EExxx, CG134, ABAxxx, JB105, JB116 | . |  |  |  | . | Switzerland | 85366953 | 0.076 |  | . | Sensor Accessories | Mounting Accessories | . | N/A | N/A | N/A | .
812-134-000-05x | 812-134-000-051 | DocManager | CG134-051 Connector | CG134-051 | Mating connector for CE 134 and CE 281 accelerometers. Aluminium bayonet connector type MS 3112 E 08-3S, to be fitted on K209 or K 210 cable (standard or Ex installations). | . | N/A | N/A | N/A | N/A | N/A | MS 3112 E 08-3S | CE134, CE281, GSI127, ECxxx, EExxx, CG134, ABAxxx, JB105, JB116 | . |  |  |  | . | Switzerland | 85366953 | 0.048 |  | . | Sensor Accessories | Mounting Accessories | . | N/A | N/A | N/A | .
812-505-000-10x | 812-505-000-103 | DocManager | CG505-103 Connector | CG505-103 | Mating connector for accelerometers with 7/16"-27 UNS-2A thread, 2-pole female connector, to be fitted on K 205A low-noise connecting cable | . | N/A | -54 | 260 | N/A | N/A | 7/16"-27UNS-2B | CPxxx, CAxxx, IPC707, ECxxx, CG505 | . |  |  |  | . |  |  |  |  | . | Sensor Accessories | Mounting Accessories | . | N/A | N/A | N/A | .
812-505-000-20x | 812-505-000-201 | DocManager | CG505-201 Connector | CG505-201 | Mating connector for accelerometers with 7/16"-27 UNS-2A thread, 2-pole female connector to be fitted on K 207A low-noise connecting cable | . | N/A | -55 | 260 | N/A | N/A | 7/16"-27UNS-2B | CPxxx, CAxxx, IPC707, ECxxx, CG505 | . |  |  |  | . | Switzerland | 85366953 | 0.034 |  | . | Sensor Accessories | Mounting Accessories | . | N/A | N/A | N/A | .
812-505-000-30x | 812-505-000-301 | DocManager | CG505-301 Connector | CG505-301 | Mating connector for accelerometers with 7/16"-27 UNS-2A thread, 2-pole female connector to be fitted on K 205A low-noise connecting cable | . | N/A | -54 | 260 | N/A | N/A | 7/16"-27UNS-2B | CPxxx, CAxxx, IPC707, ECxxx, CG505 | . |  |  |  | . |  |  |  |  | . | Sensor Accessories | Mounting Accessories | . | N/A | N/A | N/A | .
812-505-000-40x | 812-505-000-401 | DocManager | CG505-401 Connector | CG505-401 | Mating connector for accelerometers with 7/16"-27 UNS-2A thread, 2-pole female connector to be fitted on K 221 low-noise connecting cable | . | N/A | -55 | 260 | N/A | N/A | 7/16"-27UNS-2B | CPxxx, CAxxx, IPC707, ECxxx, CG505 | . |  |  |  | . |  |  |  |  | . | Sensor Accessories | Mounting Accessories | . | N/A | N/A | N/A | .
823-105-000-01x | 823-105-000-012 | DocManager | JB105 Junction box | JB105 | Aluminium junction box, 3 screw terminals | . | N/A | -20 | 90 | N/A | N/A | Screw terminals | CAxxx, CExxx, CVxxx, EW140, PVxxx, SExxx, DIC413, IPC707, GSI127, ECxxx, JB105, JB116, ABAxxx | . | https://catalogue.meggittsensing.com/JB105.png | https://catalogue.meggittsensing.com/JB105-en-datasheet.pdf | https://catalogue.meggittsensing.com/JB105/ | . | Switzerland | 85369080 |  |  | . | Sensor Accessories | Junction Boxes | . | No | No | No | .
823-116-000-01x | 823-116-000-012 | DocManager | JB116 Junction box | JB116 | Polyester junction box with input/output stuffing glands and 3 screw terminals, std and Ex approved. | . | N/A | -40 | 100 | N/A | N/A | N/A | CAxxx, CExxx, CVxxx, EW140, PVxxx, SExxx, DIC413, IPC707, GSI127, ECxxx, JB105, JB116, ABAxxx | . | https://catalogue.meggittsensing.com/JB116.png | https://catalogue.meggittsensing.com/JB116-en-datasheet.pdf | https://catalogue.meggittsensing.com/JB116/ | . | Switzerland | 85369080 |  |  | . | Sensor Accessories | Junction Boxes | . | No | No | No | .
823-118-000-01x | 823-118-000-012 | DocManager | JB118 Junction box | JB118 | Junction box for connection between a proximity transducer and its extension cable. Polyester box with input/output stuffing glands, std and Ex approved. See datasheet for ordering information. | . | N/A | -40 | 100 | N/A | N/A | N/A | TQxxx, EAxxx, IQS9xx, GSI127, TSM201, MA130, PA15x, IP172, KS107, SG1xx, JB118, ABAxxx | . | https://catalogue.meggittsensing.com/JB118.png | https://catalogue.meggittsensing.com/JB118-en-datasheet.pdf | https://catalogue.meggittsensing.com/JB118/ | . | Switzerland | 85369080 | 0.4 |  | . | Sensor Accessories | Junction Boxes | . | No | No | No | .
830-160-000-11x | 830-160-000-111 | DocManager | ABA160 Industrial Housing | ABA160 | Housing for up to 1 conditioners IPC | . | N/A | -30 | 85 | N/A | N/A | N/A | IPCxxx, IQSxxx, MA130, ABAxxx | . | https://catalogue.meggittsensing.com/ABA160.png | https://catalogue.meggittsensing.com/ABA160/ | https://catalogue.meggittsensing.com/ABA160/ | . | Switzerland | 85371092 | 0.54 |  | . | Sensor Accessories | Industrial housings (ABA) | . | Ex II 2 G / 2 D Ex e II T6 (increased safety) Ex ia IIC T6 (intrinsic safety) Ex e(ia) IIC T6 (mixed equipment) | No | No | .
830-171-000-01x | 830-171-000-011 | DocManager | ABA171 Industrial Housing | ABA171 | Industrial housing made from painted steel, door with locking system, rear plate with DIN-rails for up to 2 conditioners (IQS, IPC, IVC) or terminal blocks, sealed cable entry plate with removable plugs for optional stuffing glands, wall mount brackets. | . | N/A | -40 | 80 | N/A | N/A | N/A | IPCxxx, IQSxxx, ILSxxx, MA130, ABAxxx | . | https://catalogue.meggittsensing.com/ABA171.png | https://catalogue.meggittsensing.com/ABA171-en-datasheet.pdf | https://catalogue.meggittsensing.com/ABA171/ | . | Switzerland | 85371092 |  |  | . | Sensor Accessories | Industrial housings (ABA) | . | Ex e / t G / D Zone 1 / 21 (Russia, Belarus, Kyrgyzstan, Armenia, Kazakhstan) / Validity : 15.02.2026 | EAC (Russia, Belarus, Kyrgyzstan, Armenia, Kazakhstan) / Validity : 29.09.2025 | No | .
830-172-000-01x | 830-172-000-011 | DocManager | ABA172 Industrial Housing | ABA172 | Industrial housing made from painted steel, door with locking system, rear plate with DIN-rails for up to 4 conditioners (IQS, IPC, IVC) or terminal blocks, sealed cable entry plate with removable plugs for optional stuffing glands, wall mount brackets. | . | N/A | -40 | 80 | N/A | N/A | N/A | IPCxxx, IQSxxx, ILSxxx, MA130, ABAxxx | . | https://catalogue.meggittsensing.com/ABA171.png | https://catalogue.meggittsensing.com/ABA171-en-datasheet.pdf | https://catalogue.meggittsensing.com/ABA172/ | . | Switzerland | 85371092 |  |  | . | Sensor Accessories | Industrial housings (ABA) | . | Ex e / t G / D Zone 1 / 21 (Russia, Belarus, Kyrgyzstan, Armenia, Kazakhstan) / Validity : 15.02.2026 | EAC (Russia, Belarus, Kyrgyzstan, Armenia, Kazakhstan) / Validity : 29.09.2025 | No | .
830-173-000-01x | 830-173-000-011 | DocManager | ABA173 Industrial Housing | ABA173 | Industrial housing made from painted steel, door with locking system, rear plate with DIN-rails for up to 8 conditioners (IQS, IPC, IVC) or terminal blocks, sealed cable entry plate with removable plugs for optional stuffing glands, wall mount brackets. | . | N/A | -40 | 80 | N/A | N/A | N/A | IPCxxx, IQSxxx, ILSxxx, MA130, ABAxxx | . | https://catalogue.meggittsensing.com/ABA171.png | https://catalogue.meggittsensing.com/ABA171-en-datasheet.pdf | https://catalogue.meggittsensing.com/ABA173/ | . | Switzerland | 85371092999 |  |  | . | Sensor Accessories | Industrial housings (ABA) | . | Ex e / t G / D Zone 1 / 21 (Russia, Belarus, Kyrgyzstan, Armenia, Kazakhstan) / Validity : 15.02.2026 | EAC (Russia, Belarus, Kyrgyzstan, Armenia, Kazakhstan) / Validity : 29.09.2025 | No | .
913-401-000-01x | 913-401-000-013 | DocManager | EA401-01x Proximity transducer extension cable | EA401-01x | Proximity transducer extension cable, FEP insulated coaxial cable with self-locking connectors, optionally protected by a flexible hose, matching TQ 401 | . | N/A | -40 | 200 | DC | 20000 | Mini Coaxial 12-32UNEF | TQxxx, EAxxx, IQS9xx, GSI127, TSM201, MA130, PA15x, IP172, KS107, SG1xx, JB118, ABAxxx | . | https://catalogue.meggittsensing.com/EA401.png | https://catalogue.meggittsensing.com/EA401-en-datasheet.pdf | https://catalogue.meggittsensing.com/EA401/ | . | Switzerland | 85442020 |  |  | . | Vibration Sensors & Conditioners | Proximity Measuring System (TQ/IQS/EA/PA) | . | Ex ia G Zone 0 (Europa) / Validity : None Ex ia G Zone 0 (India) / Validity : 31.12.2023 Ex ia G Zone 0 (International) / Validity : None Ex ia G Zone 0 (Korea) / Validity : None Ex ia G Zone 0 (North America) / Validity : None Ex ia G Zone 0 (Russia, Belarus, Kyrgyzstan, Armenia, Kazakhstan) / Validity : 16.02.2026 Ex nA G Zone 2 (Europa) / Validity : None Ex nA G Zone 2 (International) / Validity : None Ex nA G Zone 2 (North America) / Validity : None Ex nA G Zone 2 (Russia, Belarus, Kyrgyzstan, Armenia, Kazakhstan) / Validity : 16.02.2026 | No | Pattern approval (Kazakhstan) / Validity : 26.08.2025 Pattern approval (Russia) / Validity : 15.09.2025 | .
913-403-000-01x | 913-403-000-013 | DocManager | EA403-01x Proximity transducer extension cable | EA403-01x | Proximty transducer extension cable, FEP insulated coaxial cable optionally protected by a flexible tube. Match TQ 403/423 | . | N/A | -40 | 200 | DC | 20000 | Mini Coaxial 12-32UNEF | TQxxx, EAxxx, IQS9xx, GSI127, TSM201, MA130, PA15x, IP172, KS107, SG1xx, JB118, ABAxxx | . | https://catalogue.meggittsensing.com/EA403.png | https://catalogue.meggittsensing.com/EA403-en-datasheet.pdf | https://catalogue.meggittsensing.com/EA403/ | . | Switzerland | 85442020 |  |  | . | Vibration Sensors & Conditioners | Proximity Measuring System (TQ/IQS/EA/PA) | . | Ex ia G Zone 0 (Europa) / Validity : None Ex ia G Zone 0 (India) / Validity : 31.12.2023 Ex ia G Zone 0 (International) / Validity : None Ex ia G Zone 0 (Korea) / Validity : None Ex ia G Zone 0 (North America) / Validity : None Ex ia G Zone 0 (Russia, Belarus, Kyrgyzstan, Armenia, Kazakhstan) / Validity : 16.02.2026 Ex nA G Zone 2 (Europa) / Validity : None Ex nA G Zone 2 (International) / Validity : None Ex nA G Zone 2 (North America) / Validity : None Ex nA G Zone 2 (Russia, Belarus, Kyrgyzstan, Armenia, Kazakhstan) / Validity : 16.02.2026 | No | Pattern approval (Kazakhstan) / Validity : 26.08.2025 Pattern approval (Russia) / Validity : 15.09.2025 | .
913-902-000-01x | 913-902-000-011 | DocManager | EA902-01x Proximity transducer extension cable | EA902-01x | Proximity transducer extension cable , FEP insulated coaxial cable with self-locking connectors, optionally protected by a flexible hose, matching TQ 902/412/422/432/442 | . | N/A | -40 | 200 | DC | 20000 | Mini Coaxial 12-32UNEF | TQxxx, EAxxx, IQS9xx, GSI127, TSM201, MA130, PA15x, IP172, KS107, SG1xx, JB118, ABAxxx | . | https://catalogue.meggittsensing.com/EA902.png | https://catalogue.meggittsensing.com/TQ902-en-datasheet.pdf | https://catalogue.meggittsensing.com/EA902/ | . | Switzerland | 85442020 |  |  | . | Vibration Sensors & Conditioners | Proximity Measuring System (TQ/IQS/EA/PA) | . | N/A | N/A | N/A | .
913-902-000-11x | 913-902-000-111 | DocManager | EA902-11x Proximity transducer extension cable | EA902-11x | Proximity transducer extension cable , FEP insulated coaxial cable with self-locking connectors, optionally protected by a flexible hose, matching TQ 902/412/422/432/442 | . | N/A | -40 | 200 | DC | 20000 | Mini Coaxial 12-32UNEF | TQxxx, EAxxx, IQS9xx, GSI127, TSM201, MA130, PA15x, IP172, KS107, SG1xx, JB118, ABAxxx | . |  |  |  | . | Switzerland | 85442020 |  |  | . | Vibration Sensors & Conditioners | Proximity Measuring System (TQ/IQS/EA/PA) | . | N/A | N/A | N/A | .
913-902-000-21x | 913-902-000-211 | DocManager | EA902-21x Proximity transducer extension cable | EA902-21x | Proximity transducer extension cable , FEP insulated coaxial cable with self-locking connectors, optionally protected by a flexible hose, matching TQ 902/412/422/432/442 | . | N/A | -40 | 200 | DC | 20000 | Mini Coaxial 12-32UNEF | TQxxx, EAxxx, IQS9xx, GSI127, TSM201, MA130, PA15x, IP172, KS107, SG1xx, JB118, ABAxxx | . |  |  |  | . | Switzerland | 85442020 |  |  | . | Vibration Sensors & Conditioners | Proximity Measuring System (TQ/IQS/EA/PA) | . | N/A | N/A | N/A | .
921-069-000-10x | 921-069-000-101 | DocManager | EC069-101 Cable assembly | EC069-101 | MI cable, VM 7/16"-27 UNS-2A/2B high temp connector on both ends, length 2m | . | N/A | ?? | 650 | N/A | N/A | 7/16″-27UNS-2B + 7/16″-27UNS-2A | CA134, CPxxx, IPC707, GSI127, EC069, ABAxxx, JB105, JB116 | . | https://catalogue.meggittsensing.com/EC069.png | https://catalogue.meggittsensing.com/EC069/ | https://catalogue.meggittsensing.com/EC069/ | . | Switzerland | 85442020 | 0.15 |  | . | Sensor Accessories | Cable assemblies (EC/ED/EE/EH) | . | N/A | N/A | N/A | .
921-069-000-20x | 921-069-000-201 | DocManager | EC069-201 Cable assembly | EC069-201 | MI cable, VM 7/16"-27 UNS-2A/2B high temp connector on both ends, length 5m | . | N/A | ?? | 650 | N/A | N/A | 7/16″-27UNS-2B + 7/16″-27UNS-2A | CA134, CPxxx, IPC707, GSI127, EC069, ABAxxx, JB105, JB116 | . | https://catalogue.meggittsensing.com/EC069.png | https://catalogue.meggittsensing.com/EC069/ | https://catalogue.meggittsensing.com/EC069/ | . |  |  |  |  | . | Sensor Accessories | Cable assemblies (EC/ED/EE/EH) | . | N/A | N/A | N/A | .
921-069-000-50x | 921-069-000-501 | DocManager | EC069-501 Cable assembly | EC069-501 | MI cable, VM 7/16"-27 UNS-2A/2B high temp connector on both ends, length 4m | . | N/A | ?? | 650 | N/A | N/A | 7/16″-27UNS-2B + 7/16″-27UNS-2A | CA134, CPxxx, IPC707, GSI127, EC069, ABAxxx, JB105, JB116 | . | https://catalogue.meggittsensing.com/EC069.png | https://catalogue.meggittsensing.com/EC069/ | https://catalogue.meggittsensing.com/EC069/ | . |  |  |  |  | . | Sensor Accessories | Cable assemblies (EC/ED/EE/EH) | . | N/A | N/A | N/A | .
921-069-000-70x | 921-069-000-701 | DocManager | EC069-701 Cable assembly | EC069-701 | MI cable, VM 7/16"-27 UNS-2A/2B high temp connector on both ends, length 3m | . | N/A | ?? | 650 | N/A | N/A | 7/16″-27UNS-2B + 7/16″-27UNS-2A | CA134, CPxxx, IPC707, GSI127, EC069, ABAxxx, JB105, JB116 | . | https://catalogue.meggittsensing.com/EC069.png | https://catalogue.meggittsensing.com/EC069/ | https://catalogue.meggittsensing.com/EC069/ | . | Switzerland | 85444221 | 0.2 |  | . | Sensor Accessories | Cable assemblies (EC/ED/EE/EH) | . | N/A | N/A | N/A | .
921-112-000-51x | 921-112-000-511 | DocManager | EC112-511 Cable assembly | EC112-511 | MI cable, VM 7/16"-27 UNS-2B high temp connector and VM-Lemo type 0 connector, length 5m | . | N/A | ?? | 650 | N/A | N/A | 7/16"-27UNS-2B + LEMO type 0 | CA134, CPxxx, IPC707, GSI127, EC112, CG505, ABAxxx, JB105, JB116 | . |  |  |  | . |  |  |  |  | . | Sensor Accessories | Cable assemblies (EC/ED/EE/EH) | . | N/A | N/A | N/A | .
921-112-000-52x | 921-112-000-521 | DocManager | EC112-521 Cable assembly | EC112-521 | MI cable, VM 7/16"-27 UNS-2B high temp connector and VM-Lemo type 0 connector, length 15m | . | N/A | ?? | 650 | N/A | N/A | 7/16"-27UNS-2B + LEMO type 0 | CA134, CPxxx, IPC707, GSI127, EC112, CG505, ABAxxx, JB105, JB116 | . | https://catalogue.meggittsensing.com/EC112.png | https://catalogue.meggittsensing.com/EC112/ | https://catalogue.meggittsensing.com/EC112/ | . |  |  |  |  | . | Sensor Accessories | Cable assemblies (EC/ED/EE/EH) | . | N/A | N/A | N/A | .
921-112-000-54x | 921-112-000-541 | DocManager | EC112-541 Cable assembly | EC112-541 | MI cable, VM 7/16"-27 UNS-2B high temp connector and VM-Lemo type 0 connector, length 1m | . | N/A | ?? | 650 | N/A | N/A | 7/16"-27UNS-2B + LEMO type 0 | CA134, CPxxx, IPC707, GSI127, EC112, CG505, ABAxxx, JB105, JB116 | . |  |  |  | . | Switzerland | 85442020 | 0.09 |  | . | Sensor Accessories | Cable assemblies (EC/ED/EE/EH) | . | N/A | N/A | N/A | .
921-112-000-55x | 921-112-000-551 | DocManager | EC112-551 Cable assembly | EC112-551 | MI cable, VM 7/16"-27 UNS-2B high temp connector and VM-Lemo type 0 connector, length 2.5m | . | N/A | ?? | 650 | N/A | N/A | 7/16"-27UNS-2B + LEMO type 0 | CA134, CPxxx, IPC707, GSI127, EC112, CG505, ABAxxx, JB105, JB116 | . | https://catalogue.meggittsensing.com/EC112.png | https://catalogue.meggittsensing.com/EC112/ | https://catalogue.meggittsensing.com/EC112/ | . |  |  |  |  | . | Sensor Accessories | Cable assemblies (EC/ED/EE/EH) | . | N/A | N/A | N/A | .
921-112-000-56x | 921-112-000-561 | DocManager | EC112-561 Cable assembly | EC112-561 | MI cable, VM 7/16"-27 UNS-2B high temp connector and VM-Lemo type 0 connector, length 3m | . | N/A | ?? | 650 | N/A | N/A | 7/16"-27UNS-2B + LEMO type 0 | CA134, CPxxx, IPC707, GSI127, EC112, CG505, ABAxxx, JB105, JB116 | . |  |  |  | . |  |  |  |  | . | Sensor Accessories | Cable assemblies (EC/ED/EE/EH) | . | N/A | N/A | N/A | .
921-112-000-57x | 921-112-000-571 | DocManager | EC112-571 Cable assembly | EC112-571 | MI cable, VM 7/16"-27 UNS-2B high temp connector and VM-Lemo type 0 connector, length 20m | . | N/A | ?? | 650 | N/A | N/A | 7/16"-27UNS-2B + LEMO type 0 | CA134, CPxxx, IPC707, GSI127, EC112, CG505, ABAxxx, JB105, JB116 | . |  |  |  | . |  |  |  |  | . | Sensor Accessories | Cable assemblies (EC/ED/EE/EH) | . | N/A | N/A | N/A | .
921-112-000-58x | 921-112-000-581 | DocManager | EC112-581 Cable assembly | EC112-581 | MI cable, VM 7/16"-27 UNS-2B high temp connector and VM-Lemo type 0 connector, length 6.5m | . | N/A | ?? | 650 | N/A | N/A | 7/16"-27UNS-2B + LEMO type 0 | CA134, CPxxx, IPC707, GSI127, EC112, CG505, ABAxxx, JB105, JB116 | . |  |  |  | . | Switzerland | 85442020 |  |  | . | Sensor Accessories | Cable assemblies (EC/ED/EE/EH) | . | N/A | N/A | N/A | .
921-112-000-59x | 921-112-000-591 | DocManager | EC112-591 Cable assembly | EC112-591 | MI cable, VM 7/16"-27 UNS-2B high temp connector and VM-Lemo type 0 connector, length 10m | . | N/A | ?? | 650 | N/A | N/A | 7/16"-27UNS-2B + LEMO type 0 | CA134, CPxxx, IPC707, GSI127, EC112, CG505, ABAxxx, JB105, JB116 | . |  |  |  | . | Switzerland | 85444221 |  |  | . | Sensor Accessories | Cable assemblies (EC/ED/EE/EH) | . | N/A | N/A | N/A | .
922-119-000-00x | 922-119-000-003 | DocManager | EC119-003 Cable Assembly | EC119-003 | K205A cable with sealed flexible protection hose, CG 505 connector, junction box adapter ø11 mm with flying leads, configurable length | . | N/A | -54 | 125 | N/A | N/A | 7/16"-27UNS-2B + flying leads | CPxxx, CA280, CA955, EW140, DIC413, IPC707, GSI127,EC119, CG505, ABAxxx, JB105, JB116 | . | https://catalogue.meggittsensing.com/DIC413.png | https://catalogue.meggittsensing.com/DIC413-en-datasheet.pdf | https://catalogue.meggittsensing.com/DIC413/ | . | Switzerland | 85444221 |  |  | . | Sensor Accessories | Cable assemblies (EC/ED/EE/EH) | . | N/A | N/A | N/A | .
922-153-000-20x | 922-153-000-202 | DocManager | EC153-202 Cable Assembly | EC153-202 | K205A cable, anti-clockwise Lemo connector, flying leads, configurable length. Match transducers with the VM-Lemo type 0 connector | . | N/A | -54 | 125 | N/A | N/A | LEMO type 0 - Flying leads | CA901, CP103, CP21x, CP5xx, IPC707, GSI127, ABAxxx | . | https://catalogue.meggittsensing.com/EC153.png | https://catalogue.meggittsensing.com/EC153/ | https://catalogue.meggittsensing.com/EC153/ | . | Vietnam | 85444221 |  |  | . | Sensor Accessories | Cable assemblies (EC/ED/EE/EH) | . | N/A | N/A | N/A | .
922-153-000-40x | 922-153-000-401 | DocManager | EC153-401 Cable Assembly | EC153-401 | K205A cable, high temp. anti-clockwise Lemo connector (200°C), flying leads, configurable length. Match transducers with the VM-Lemo type 0 connector | . | N/A | -54 | 200 | N/A | N/A | LEMO type 0 - Flying leads | CA901, CP103, CP21x, CP5xx, IPC707, GSI127, ABAxxx | . | https://catalogue.meggittsensing.com/EC153.png | https://catalogue.meggittsensing.com/EC153/ | https://catalogue.meggittsensing.com/EC153/ | . | Vietnam | 85444221 |  |  | . | Sensor Accessories | Cable assemblies (EC/ED/EE/EH) | . | N/A | N/A | N/A | .
922-153-000-41x | 922-153-000-411 | DocManager | EC153-411 Cable Assembly | EC153-411 | OEM Product K205A cable, high temp. anti-clockwise Lemo connector (200°C), flying leads, length 15 m. Match CP dynamic pressure transducers with the VM-Lemo type 0 connector. | . | N/A | -54 | 200 | N/A | N/A | LEMO type 0 - Flying leads | CA901, CP103, CP21x, CP5xx, IPC707, GSI127, ABAxxx | . | https://catalogue.meggittsensing.com/EC153.png | https://catalogue.meggittsensing.com/EC153/ | https://catalogue.meggittsensing.com/EC153/ | . | Vietnam | 85444221 | 0.578 |  | . | Sensor Accessories | Cable assemblies (EC/ED/EE/EH) | . | N/A | N/A | N/A | .
922-175-000-10x | 922-175-000-104 | DocManager | EC175-10x Cable Assembly | EC175-10x | K219 cable with sealed flexible protection hose, CG 134 aluminium bayonet connector, junction box adapter ø11 mm with flying leads, configurable length. Match CE 134 and CE 281. | . | N/A | -40 | 125 | N/A | N/A | CG134 (bayonet) - Flying leads | CE134, CE281, GSI127, EC175, ABAxxx, JB105, JB116 | . |  |  |  | . | Switzerland | 85442020 |  |  | . | Sensor Accessories | Cable assemblies (EC/ED/EE/EH) | . | N/A | N/A | N/A | .
922-175-000-15x | 922-175-000-154 | DocManager | EC175-154 Cable Assembly | EC175-154 | K219 cable with sealed flexible protection hose, CG 134 stainless steel threaded connector, junction box adapter ø11 mm with flying leads, configurable length. Match CE 134 and CE 281. | . | N/A | -40 | 125 | N/A | N/A | CG134 (threaded) - Flying leads | CE134, CE281, GSI127, EC175, ABAxxx, JB105, JB116 | . | https://catalogue.meggittsensing.com/EC175.png | https://catalogue.meggittsensing.com/EC175/ | https://catalogue.meggittsensing.com/EC175/ | . | Switzerland |  |  |  | . | Sensor Accessories | Cable assemblies (EC/ED/EE/EH) | . | N/A | N/A | N/A | .
922-222-000-00x | 922-222-000-002 | DocManager | EC222-002 Cable Assembly | EC222-002 | K221 cable, CG 505 connector 7/16"-27 UNS-2B, flying leads, configurable length. | . | N/A | -54 | 200 | N/A | N/A | 7/16"-27UNS-2B + flying leads | CPxxx, CA280, EW140, DIC413, IPC707, GSI127,EC222, CG505, ABAxxx, JB105, JB116 | . | https://catalogue.meggittsensing.com/EC222.png | https://catalogue.meggittsensing.com/DIC413-en-datasheet.pdf | https://catalogue.meggittsensing.com/EC222/ | . | Vietnam | 85444221 |  |  | . | Sensor Accessories | Cable assemblies (EC/ED/EE/EH) | . | N/A | N/A | N/A | .
922-240-000-33x | 922-240-000-331 | DocManager | EC240-331 Cable Assembly | EC240-331 | K230 cable (low noise cable with stainless steel overbraid), CG 505 connector, junction box adapter ø11 mm with flying leads, length 30 m. Match CP 237 | . | N/A | -54 | 200 | N/A | N/A | 7/16"-27UNS-2B - Flying leads | CPxxx, IPC707, GSI127, EC069, EC112, EC119, EC222, EC240, MA Seal, CG505, ABAxxx, JB105, JB116 | . |  |  |  | . | Vietnam | 85444221 | 2.54 |  | . | Sensor Accessories | Cable assemblies (EC/ED/EE/EH) | . | N/A | N/A | N/A | .
922-318-000-00x | 922-318-000-002 | DocManager | EC318-002 Cable Assembly | EC318-002 | K219 Radox cable, MS 3106F10SL-4S connector, flying leads, configurable length. Match CE620, CE687, PV660 and PV685. | . | N/A | -40 | 125 | N/A | N/A | MIL-C-5015 2pin - Flying Leads | CExxx, PVxxx, GSI127, MA122, MA60x, EC622, EC632, EC318, EC319, ABAxxx, JB105, JB116 | . | https://catalogue.meggittsensing.com/CE620.png | https://catalogue.meggittsensing.com/CE620-en-datasheet.pdf | https://catalogue.meggittsensing.com/CE620/ | . | Switzerland | 85444221 |  |  | . | Sensor Accessories | Cable assemblies (EC/ED/EE/EH) | . | N/A | N/A | N/A | .
922-318-000-40x | 922-318-000-403 | DocManager | EC318-403 Cable Assembly | EC318-403 | K219 cable with flexible protection hose, MS 3456L10SL-4S connector, splashproof, flying leads, configurable length. Match CE620, CE687, PV660 and PV685. | . | N/A | -40 | 125 | N/A | N/A | MIL-C-5015 2pin - Flying Leads | CExxx, PVxxx, GSI127, MA122, MA60x, EC622, EC632, EC318, EC319, ABAxxx, JB105, JB116 | . | https://catalogue.meggittsensing.com/CE620.png | https://catalogue.meggittsensing.com/CE620-en-datasheet.pdf | https://catalogue.meggittsensing.com/CE620/ | . | Switzerland | 85444221 |  |  | . | Sensor Accessories | Cable assemblies (EC/ED/EE/EH) | . | N/A | N/A | N/A | .
922-319-000-00x | 922-319-000-002 | DocManager | EC319-002 Cable Assembly | EC319-002 | K219 Radox cable, MS 3456L10SL-4S connector, splashproof, flying leads, configurable length. Match CE620, CE687, PV660 and PV685. | . | N/A | -40 | 125 | N/A | N/A | MIL-C-5015 2pin - Flying Leads | CExxx, PVxxx, GSI127, MA122, MA60x, EC622, EC632, EC318, EC319, ABAxxx, JB105, JB116 | . | https://catalogue.meggittsensing.com/CE620.png | https://catalogue.meggittsensing.com/CE620-en-datasheet.pdf | https://catalogue.meggittsensing.com/CE620/ | . | Switzerland | 85442020 |  |  | . | Sensor Accessories | Cable assemblies (EC/ED/EE/EH) | . | N/A | N/A | N/A | .
922-319-000-10x | 922-319-000-103 | DocManager | EC319-103 Cable Assembly | EC319-103 | K219 cable with sealed flexible protection hose, MS 3456L10SL-4S connector, flying leads, configurable length. Match CE620, CE687, PV660 and PV685. | . | N/A | -40 | 125 | N/A | N/A | MIL-C-5015 2pin - Flying Leads | CExxx, PVxxx, GSI127, MA122, MA60x, EC622, EC632, EC318, EC319, ABAxxx, JB105, JB116 | . | https://catalogue.meggittsensing.com/CE620.png | https://catalogue.meggittsensing.com/CE620-en-datasheet.pdf | https://catalogue.meggittsensing.com/CE620/ | . | Switzerland | 85442020 |  |  | . | Sensor Accessories | Cable assemblies (EC/ED/EE/EH) | . | N/A | N/A | N/A | .
922-348-000-00x | 922-348-000-001 | DocManager | EC348-001 Cable Assembly | EC348-001 | K230 cable (low noise cable with stainless steel overbraid), MS3456LS10SL-4S connector, flying leads, configurable length. Match CA 303 M011 and CA 303 M111 | . | N/A | -54 | 200 | N/A | N/A | MIL-C-5015 2pin - Flying leads | CA303, IPC707, GSI127, EC348, EC349, EC350, ABAxxx, JB105, JB116 | . |  |  |  | . | Switzerland | 85442020 | 0.32 |  | . | Sensor Accessories | Cable assemblies (EC/ED/EE/EH) | . | N/A | N/A | N/A | .
922-348-000-10x | 922-348-000-101 | DocManager | EC348-101 Cable Assembly | EC348-101 | K221 cable, MS3456LS10SL-4S connector, flying leads, configurable length. Match CA 303 M011 and CA 303 M111 | . | N/A | -54 | 200 | N/A | N/A | MIL-C-5015 2pin - Flying leads | CA303, IPC707, GSI127, EC348, EC349, EC350, ABAxxx, JB105, JB116 | . |  |  |  | . | Switzerland | 85442020 | 0.37 |  | . | Sensor Accessories | Cable assemblies (EC/ED/EE/EH) | . | N/A | N/A | N/A | .
922-348-000-20x | 922-348-000-201 | DocManager | EC348-201 Cable Assembly | EC348-201 | K230 cable (low noise cable with stainless steel overbraid), MS3456LS10SL-4S and MS3116F8-3S connectors, configurable length. Match CA 303 M011 and CA 303 M111 | . | N/A | -54 | 200 | N/A | N/A | MIL-C-5015 2pin - MS 3116F8-3S | CA303, IPC707, GSI127, EC348, EC349, EC350, ABAxxx, JB105, JB116 | . |  |  |  | . | Switzerland | 85442020 | 0.6 |  | . | Sensor Accessories | Cable assemblies (EC/ED/EE/EH) | . | N/A | N/A | N/A | .
922-348-000-30x | 922-348-000-301 | DocManager | EC348-301 Cable Assembly | EC348-301 | K221 cable, MS3456LS10SL-4S and MS3116F8-3S connectors, configurable length. Match CA 303 M011 and CA 303 M111 | . | N/A | -54 | 200 | N/A | N/A | MIL-C-5015 2pin - MS 3116F8-3S | CA303, IPC707, GSI127, EC348, EC349, EC350, ABAxxx, JB105, JB116 | . |  |  |  | . | Switzerland | 85442020 |  |  | . | Sensor Accessories | Cable assemblies (EC/ED/EE/EH) | . | N/A | N/A | N/A | .
922-348-000-40x | 922-348-000-401 | DocManager | EC348-401 Cable Assembly | EC348-401 | K230 cable (low noise cable with stainless steel overbraid), MS3456LS10SL-4S and MS3456LS10SL-3P connectors, configurable length. Match CA 303 M011 and CA 303 M111 | . | N/A | -54 | 200 | N/A | N/A | MIL-C-5015 2pin - MS 3456LS10SL-3P | CA303, IPC707, GSI127, EC348, EC349, EC350, ABAxxx, JB105, JB116 | . |  |  |  | . | Switzerland | 85442020 |  |  | . | Sensor Accessories | Cable assemblies (EC/ED/EE/EH) | . | N/A | N/A | N/A | .
922-348-000-50x | 922-348-000-501 | DocManager | EC348-501 Cable Assembly | EC348-501 | K221 cable, MS3456LS10SL-4S and MS3456LS10SL-3P connectors, configurable length. Match CA 303 M011 and CA 303 M111 | . | N/A | -54 | 200 | N/A | N/A | MIL-C-5015 2pin - MS 3456LS10SL-3P | CA303, IPC707, GSI127, EC348, EC349, EC350, ABAxxx, JB105, JB116 | . |  |  |  | . | Switzerland | 85442020 |  |  | . | Sensor Accessories | Cable assemblies (EC/ED/EE/EH) | . | N/A | N/A | N/A | .
922-349-000-00x | 922-349-000-001 | DocManager | EC349-001 Cable Assembly | EC349-001 | K230 cable (low noise cable with stainless steel overbraid), M83723/95G10206 connector, flying leads, configurable length. Match CA 303 M2XX | . | N/A | -54 | 200 | N/A | N/A | M83723/95G10206 - Flying leads | CA303, IPC707, GSI127, EC348, EC349, EC350, ABAxxx, JB105, JB116 | . |  |  |  | . | Switzerland | 85442020 | 0.32 |  | . | Sensor Accessories | Cable assemblies (EC/ED/EE/EH) | . | N/A | N/A | N/A | .
922-349-000-02x | 922-349-000-021 | DocManager | EC349-021 Cable Assembly | EC349-021 | K230 cable (low noise cable with stainless steel overbraid), M83723/95G10206 connector (Pyle or Amphenol), flying leads, configurable length. Match CA 303 M2XX | . | N/A | -54 | 200 | N/A | N/A | M83723/95G10206 - Flying leads | CA303, IPC707, GSI127, EC348, EC349, EC350, ABAxxx, JB105, JB116 | . |  |  |  | . | Switzerland | 85442020 |  |  | . | Sensor Accessories | Cable assemblies (EC/ED/EE/EH) | . | N/A | N/A | N/A | .
922-349-000-10x | 922-349-000-101 | DocManager | EC349-101 Cable Assembly | EC349-101 | K221 cable, M83723/95G10206 connector, flying leads, configurable length. Match CA 303 M2XX | . | N/A | -54 | 200 | N/A | N/A | M83723/95G10206 - Flying leads | CA303, IPC707, GSI127, EC348, EC349, EC350, ABAxxx, JB105, JB116 | . |  |  |  | . | Switzerland | 85442020 | 0.115 |  | . | Sensor Accessories | Cable assemblies (EC/ED/EE/EH) | . | N/A | N/A | N/A | .
922-349-000-20x | 922-349-000-201 | DocManager | EC349-201 Cable Assembly | EC349-201 | K230 cable (low noise cable with stainless steel overbraid), M83723/95G10206 and MS3116F8-3S connectors, configurable length. Match CA 303 M2XX | . | N/A | -54 | 200 | N/A | N/A | M83723/95G10206 - MS 3116F8-3S | CA303, IPC707, GSI127, EC348, EC349, EC350, ABAxxx, JB105, JB116 | . |  |  |  | . | Switzerland | 85442020 | 0.56 |  | . | Sensor Accessories | Cable assemblies (EC/ED/EE/EH) | . | N/A | N/A | N/A | .
922-349-000-30x | 922-349-000-301 | DocManager | EC349-301 Cable Assembly | EC349-301 | K221 cable, M83723/95G10206 and MS3116F8-3S connectors, configurable length. Match CA 303 M2XX | . | N/A | -54 | 200 | N/A | N/A | M83723/95G10206 - MS 3116F8-3S | CA303, IPC707, GSI127, EC348, EC349, EC350, ABAxxx, JB105, JB116 | . |  |  |  | . | Switzerland | 85442020 |  |  | . | Sensor Accessories | Cable assemblies (EC/ED/EE/EH) | . | N/A | N/A | N/A | .
922-349-000-40x | 922-349-000-401 | DocManager | EC349-401 Cable Assembly | EC349-401 | K230 cable (low noise cable with stainless steel overbraid), M83723/95G10206 and MS3456LS10SL-3P connectors, configurable length. Match CA 303 M2XX | . | N/A | -54 | 200 | N/A | N/A | M83723/95G10206 - MS 3456LS10SL-3P | CA303, IPC707, GSI127, EC348, EC349, EC350, ABAxxx, JB105, JB116 | . |  |  |  | . | Switzerland | 85442020 |  |  | . | Sensor Accessories | Cable assemblies (EC/ED/EE/EH) | . | N/A | N/A | N/A | .
922-349-000-50x | 922-349-000-501 | DocManager | EC349-501 Cable Assembly | EC349-501 | K221 cable, M83723/95G10206 and MS3456LS10SL-3P connectors, configurable length. Match CA 303 M2XX | . | N/A | -54 | 200 | N/A | N/A | M83723/95G10206 - MS 3456LS10SL-3P | CA303, IPC707, GSI127, EC348, EC349, EC350, ABAxxx, JB105, JB116 | . |  |  |  | . | Switzerland | 85442020 |  |  | . | Sensor Accessories | Cable assemblies (EC/ED/EE/EH) | . | N/A | N/A | N/A | .
922-350-000-00x | 922-350-000-001 | DocManager | EC350-001 Cable Assembly | EC350-001 | K230 cable (low noise cable with stainless steel overbraid), M83723/95G1020N connector, flying leads, configurable length. Match CA 303 M3XX | . | N/A | -54 | 200 | N/A | N/A | M83723/95G1020N - Flying leads | CA303, IPC707, GSI127, EC348, EC349, EC350, ABAxxx, JB105, JB116 | . |  |  |  | . | Switzerland | 85442020 | 0.32 |  | . | Sensor Accessories | Cable assemblies (EC/ED/EE/EH) | . | N/A | N/A | N/A | .
922-350-000-02x | 922-350-000-021 | DocManager | EC350-021 Cable Assembly | EC350-021 | K230 cable (low noise cable with stainless steel overbraid), M83723/95G10206 connector (Pyle or Amphenol), flying leads, configurable length. Match CA 303 M3XX | . | N/A | -54 | 200 | N/A | N/A | M83723/95G10206 - Flying leads | CA303, IPC707, GSI127, EC348, EC349, EC350, ABAxxx, JB105, JB116 | . |  |  |  | . | Switzerland | 85442020 |  |  | . | Sensor Accessories | Cable assemblies (EC/ED/EE/EH) | . | N/A | N/A | N/A | .
922-350-000-10x | 922-350-000-101 | DocManager | EC350-101 Cable Assembly | EC350-101 | K221 cable, M83723/95G1020N connector, flying leads, configurable length. Match CA 303 M3XX | . | N/A | -54 | 200 | N/A | N/A | M83723/95G1020N - Flying leads | CA303, IPC707, GSI127, EC348, EC349, EC350, ABAxxx, JB105, JB116 | . |  |  |  | . | Switzerland | 85442020 | 0.11 |  | . | Sensor Accessories | Cable assemblies (EC/ED/EE/EH) | . | N/A | N/A | N/A | .
922-350-000-20x | 922-350-000-201 | DocManager | EC350-201 Cable Assembly | EC350-201 | K230 cable (low noise cable with stainless steel overbraid), M83723/95G1020N and MS3116F8-3S connectors, configurable length. Match CA 303 M3XX | . | N/A | -54 | 200 | N/A | N/A | M83723/95G1020N - MS 3116F8-3S | CA303, IPC707, GSI127, EC348, EC349, EC350, ABAxxx, JB105, JB116 | . |  |  |  | . | Switzerland | 85442020 |  |  | . | Sensor Accessories | Cable assemblies (EC/ED/EE/EH) | . | N/A | N/A | N/A | .
922-350-000-30x | 922-350-000-301 | DocManager | EC350-301 Cable Assembly | EC350-301 | K221 cable, M83723/95G1020N and MS3116F8-3S connectors, configurable length. Match CA 303 M3XX | . | N/A | -54 | 200 | N/A | N/A | M83723/95G1020N - MS 3116F8-3S | CA303, IPC707, GSI127, EC348, EC349, EC350, ABAxxx, JB105, JB116 | . |  |  |  | . | Switzerland | 85442020 |  |  | . | Sensor Accessories | Cable assemblies (EC/ED/EE/EH) | . | N/A | N/A | N/A | .
922-350-000-40x | 922-350-000-401 | DocManager | EC350-401 Cable Assembly | EC350-401 | K230 cable (low noise cable with stainless steel overbraid), M83723/95G1020N and MS3456LS10SL-3P connectors, configurable length. Match CA 303 M3XX | . | N/A | -54 | 200 | N/A | N/A | M83723/95G1020N - MS 3456LS10SL-3P | CA303, IPC707, GSI127, EC348, EC349, EC350, ABAxxx, JB105, JB116 | . |  |  |  | . | Switzerland | 85442020 |  |  | . | Sensor Accessories | Cable assemblies (EC/ED/EE/EH) | . | N/A | N/A | N/A | .
922-350-000-50x | 922-350-000-501 | DocManager | EC350-501 Cable Assembly | EC350-501 | K221 cable, M83723/95G1020N and MS3456LS10SL-3P connectors, configurable length. Match CA 303 M3XX | . | N/A | -54 | 200 | N/A | N/A | M83723/95G1020N - MS 3456LS10SL-3P | CA303, IPC707, GSI127, EC348, EC349, EC350, ABAxxx, JB105, JB116 | . |  |  |  | . |  | 85442020 |  |  | . | Sensor Accessories | Cable assemblies (EC/ED/EE/EH) | . | N/A | N/A | N/A | .
922-378-000-01x | 922-378-000-011 | DocManager | EC378-011 Cable Assembly | EC378-011 | K230 cable (low noise cable with stainless steel overbraid), M83723/95G10207 connector, flying leads, configurable length. Match CP 106 | . | N/A | -54 | 200 | N/A | N/A | M83723/95G10207 - Flying leads | CPxxx, GSI127, IPC707, EC378, ABAxxx, JB105, JB116 | . |  |  |  | . | Switzerland | 85444221 |  |  | . | Sensor Accessories | Cable assemblies (EC/ED/EE/EH) | . | N/A | N/A | N/A | .
922-378-000-02x | 922-378-000-021 | DocManager | EC378-021 Cable Assembly | EC378-021 | K230 cable (low noise cable with stainless steel overbraid), M83723/95G10207 connector (Pyle or Amphenol), flying leads, configurable length. Match CP 106 | . | N/A | -54 | 200 | N/A | N/A | M83723/95G10207 - Flying leads | CPxxx, GSI127, IPC707, EC378, ABAxxx, JB105, JB116 | . |  |  |  | . | Switzerland | 85444221 |  |  | . | Sensor Accessories | Cable assemblies (EC/ED/EE/EH) | . | N/A | N/A | N/A | .
922-378-000-20x | 922-378-000-201 | DocManager | EC378-201 Cable Assembly | EC378-201 | K230 cable (low noise cable with stainless steel overbraid), M83723/95G10207 and MS3116F8-3S connectors, configurable length. Match CP 106 | . | N/A | -54 | 200 | N/A | N/A | M83723/95G10207 - MS 3116F8-3S | CPxxx, GSI127, IPC707, EC378, ABAxxx, JB105, JB116 | . |  |  |  | . | Switzerland | 85444221 |  |  | . | Sensor Accessories | Cable assemblies (EC/ED/EE/EH) | . | N/A | N/A | N/A | .
922-378-000-40x | 922-378-000-401 | DocManager | EC378-401 Cable Assembly | EC378-401 | K230 cable (low noise cable with stainless steel overbraid), M83723/95G10207 and MS3456LS10SL-3P connectors, configurable length. Match CP 106 | . | N/A | -54 | 200 | N/A | N/A | M83723/95G10207 - MS 3456LS10SL-3P | CPxxx, GSI127, IPC707, EC378, ABAxxx, JB105, JB116 | . |  |  |  | . |  |  |  |  | . | Sensor Accessories | Cable assemblies (EC/ED/EE/EH) | . | N/A | N/A | N/A | .
922-390-000-00x | 922-390-000-003 | DocManager | EC390-003 Cable Assembly | EC390-003 | K231 high temp. cable (260°C), sealed flexible tube protection, CG 505 connector, junction box adapter ø11 mm with flying leads, configurable length, with flexible protection hose. | . | N/A | -65 | 260 | N/A | N/A | 7/16"-27UN-2B - Flying leads | CA280, CA134, IPC707, GSI127, EC390, ABAxxx, JB105, JB116 | . | https://catalogue.meggittsensing.com/EC390.png | https://catalogue.meggittsensing.com/EC390/ | https://catalogue.meggittsensing.com/EC390/ | . | Switzerland |  |  |  | . | Sensor Accessories | Cable assemblies (EC/ED/EE/EH) | . | N/A | N/A | N/A | .
922-439-000-00x | 922-439-000-001 | DocManager | EC439-001 Cable Assembly | EC439-001 | K341 Radox cable, EN2997S60803FN, flying leads, configurable length. Match VE 210 for current (2-wire) transmission | . | N/A | -40 | 120 | N/A | N/A | CG134 (threaded) - Flying leads | VE210, GSI127, EC439, EC440, TA114, ABAxxx, JB105, JB116 | . | https://catalogue.meggittsensing.com/VE210.png | https://catalogue.meggittsensing.com/VE210-en-datasheet.pdf | https://catalogue.meggittsensing.com/VE210/ | . | Switzerland | 85442020 |  |  | . | Sensor Accessories | Cable assemblies (EC/ED/EE/EH) | . | N/A | N/A | N/A | .
922-439-000-10x | 922-439-000-102 | DocManager | EC439-102 Cable Assembly | EC439-102 | K341 cable with flexible protection hose, EN2997S60803FN, flying leads, configurable length. Match VE 210 for current (2-wire) transmission | . | N/A | -40 | 120 | N/A | N/A | CG134 (threaded) - Flying leads | VE210, GSI127, EC439, EC440, TA114, ABAxxx, JB105, JB116 | . | https://catalogue.meggittsensing.com/VE210.png | https://catalogue.meggittsensing.com/VE210-en-datasheet.pdf | https://catalogue.meggittsensing.com/VE210/ | . | Switzerland | 85444221 |  |  | . | Sensor Accessories | Cable assemblies (EC/ED/EE/EH) | . | N/A | N/A | N/A | .
922-440-000-00x | 922-440-000-001 | DocManager | EC440-001 Cable Assembly | EC440-001 | K341 Radox cable, EN2997S60803FN, flying leads, configurable length. Match VE 210 for voltage (3wire) transmission | . | N/A | -40 | 120 | N/A | N/A | CG134 (threaded) - Flying leads | VE210, GSI127, EC439, EC440, TA114, ABAxxx, JB105, JB116 | . | https://catalogue.meggittsensing.com/VE210.png | https://catalogue.meggittsensing.com/VE210-en-datasheet.pdf | https://catalogue.meggittsensing.com/VE210/ | . | Switzerland | 85442020 |  |  | . | Sensor Accessories | Cable assemblies (EC/ED/EE/EH) | . | N/A | N/A | N/A | .
922-440-000-10x | 922-440-000-102 | DocManager | EC440-102 Cable Assembly | EC440-102 | K341 cable with flexible protection hose, EN2997S60803FN, flying leads, configurable length. Match VE 210 for voltage (3-wire) transmission | . | N/A | -40 | 120 | N/A | N/A | CG134 (threaded) - Flying leads | VE210, GSI127, EC439, EC440, TA114, ABAxxx, JB105, JB116 | . | https://catalogue.meggittsensing.com/VE210.png | https://catalogue.meggittsensing.com/VE210-en-datasheet.pdf | https://catalogue.meggittsensing.com/VE210/ | . | Switzerland | 85442020 |  |  | . | Sensor Accessories | Cable assemblies (EC/ED/EE/EH) | . | N/A | N/A | N/A | .
922-453-000-01x | 922-453-000-011 | DocManager | EC453-01x Cable Assembly | EC453-01x | K205A cable with sealed flexible protection hose, CG 505 connector, special protection sleeve with flying leads, configurable length. | . | N/A | -54 | 125 | N/A | N/A | 7/16"-27UNS-2B - Flying leads | CP232, CP238, IPC707, GSI127, EC453, MA Seal, CG505, ABAxxx, JB105, JB116 | . |  |  |  | . | Switzerland | 85444221 |  |  | . | Sensor Accessories | Cable assemblies (EC/ED/EE/EH) | . | N/A | N/A | N/A | .
922-622-000-00x | 922-622-000-001 | DocManager | EC622 Cable Assembly | EC622 | Cable Assembly 2-wire PUR cable, without over-braid, 2-pin MIL-C-5015 connector, flying leads and configurable length | . | N/A | -30 | 90 | N/A | N/A | MIL-C-5015 2pin - Flying leads | CExxx, PVxxx, GSI127, MA122, MA60x, EC622, EC632, EC318, EC319, ABAxxx, JB105, JB116 | . |  |  |  | . | France |  |  |  | . | Sensor Accessories | Cable assemblies (EC/ED/EE/EH) | . | N/A | N/A | N/A | .
922-632-000-00x | 922-632-000-001 | DocManager | EC632-00x Cable Assembly | EC632-00x | 2-wire FEP cable, without over-braid, 2-pin MIL-C-5015 connector, flying leads and configurable length | . | N/A | -30 | 120 | N/A | N/A | MIL-C-5015 2pin - Flying leads | CExxx, PVxxx, GSI127, MA122, MA60x, EC622, EC632, EC318, EC319, ABAxxx, JB105, JB116 | . |  |  |  | . | France |  |  |  | . | Sensor Accessories | Cable assemblies (EC/ED/EE/EH) | . | N/A | N/A | N/A | .
922-632-000-10x | 922-632-000-101 | DocManager | EC632-10x Cable Assembly | EC632-10x | Cable Assembly 2-wire FEP cable, with over-braid, 2-pin MIL-C-5015 connector, flying leads and configurable length | . | N/A | -30 | 120 | N/A | N/A | MIL-C-5015 2pin - Flying leads | CExxx, PVxxx, GSI127, MA122, MA60x, EC622, EC632, EC318, EC319, ABAxxx, JB105, JB116 | . |  |  |  | . | France |  |  |  | . | Sensor Accessories | Cable assemblies (EC/ED/EE/EH) | . | N/A | N/A | N/A | .
923-109-000-00x | 923-109-000-002 | DocManager | ED109-002 Cable assembly | ED109-002 | K225 cable, 2 LEMO connectors, configurable length. Match CV 210 and signal conditioner | . | N/A | -65 | 200 | N/A | N/A | LEMO F 0 E 650 - LEMO F 0 S 304 | CV210, GSI127, ED109, ED122, TA114, ABAxxx, JB105, JB116 | . |  |  |  | . | Switzerland | 85442020 |  |  | . | Sensor Accessories | Cable assemblies (EC/ED/EE/EH) | . | N/A | N/A | N/A | .
923-112-000-00x | 923-112-000-003 | DocManager | ED112-003 Cable assembly | ED112-003 | K225 cable with flexible tube protection hose, 2 LEMO connectors, configurable length. Match CV 210 and IVC632. | . | N/A | -65 | 200 | N/A | N/A | LEMO F 0 E 650 - LEMO F 0 S 304 | CV210, GSI127, ED109, ED122, TA114, ABAxxx, JB105, JB116 | . | https://catalogue.meggittsensing.com/ED120.png | https://catalogue.meggittsensing.com/CV214-en-datasheet.pdf | https://catalogue.meggittsensing.com/ED120/ | . | Switzerland |  |  |  | . | Sensor Accessories | Cable assemblies (EC/ED/EE/EH) | . | N/A | N/A | N/A | .
923-115-000-00x | 923-115-000-002 | DocManager | Cable Assembly ED115-00x | Cable | Cable Assembly ED115 with connector EN2997RS00803FN and EN2997RS60803MN. | . | N/A | -40 | 70 | N/A | N/A | EN2997RS00803FN - EN2997RS60803MN | ED115 | . |  |  |  | . | Switzerland | 85444221 |  |  | . | Sensor Accessories | Cable assemblies (EC/ED/EE/EH) | . | N/A | N/A | N/A | .
923-115-000-20x | 923-115-000-202 | DocManager | Cable Assembly ED115-20x | Cable | Cable Assembly ED115 with connector flying leads and connector EN2997RS60803MN. | . | N/A | -40 | 70 | N/A | N/A | EN2997RS60803MN - Flying leads | ED115 | . |  |  |  | . | Switzerland | 85442020 |  |  | . | Sensor Accessories | Cable assemblies (EC/ED/EE/EH) | . | N/A | N/A | N/A | .
923-115-000-30x | 923-115-000-302 | DocManager | Cable Assembly ED115-30x | Cable | Cable Assembly ED115 with connector EN2997RS00803FN and flying leads. | . | N/A | -40 | 70 | N/A | N/A | EN2997RS00803FN - Flying leads | ED115 | . |  |  |  | . | Switzerland | 85442020 |  |  | . | Sensor Accessories | Cable assemblies (EC/ED/EE/EH) | . | N/A | N/A | N/A | .
923-120-000-01x | 923-120-000-012 | DocManager | ED120-012 Cable assembly | ED120-012 | K220 cable, MS 3456 connector, flying leads, configurable length. Match CV 213 | . | N/A | -50 | 200 | N/A | N/A | MIL-C-5015 2pin - Flying Leads | CV213, ED120, GSI127, ABAxxx, JB105, JB116 | . |  |  |  | . | Switzerland | 85442020 |  |  | . | Sensor Accessories | Cable assemblies (EC/ED/EE/EH) | . | N/A | N/A | N/A | .
923-120-000-11x | 923-120-000-113 | DocManager | ED120-113 Cable assembly | ED120-113 | K225 cable with flexible tube protection hose, MS 3456 connector, flying leads, configurable length. Match CV 213 | . | N/A | -65 | 200 | N/A | N/A | MIL-C-5015 2pin - Flying Leads | CV213, ED120, GSI127, ABAxxx, JB105, JB116 | . |  |  |  | . | Switzerland | 85442020 |  |  | . | Sensor Accessories | Cable assemblies (EC/ED/EE/EH) | . | N/A | N/A | N/A | .
923-121-000-01x | 923-121-000-012 | DocManager | ED121-012 Cable assembly | ED121-012 | K220 cable, MS 3106 connector, flying leads, configurable length. Match CV 214 | . | N/A | -50 | 200 | N/A | N/A | MS 3106 - Flying leads | CV214, ED121, GSI127, ABAxxx, JB105, JB116 | . | https://catalogue.meggittsensing.com/ED121.png | https://catalogue.meggittsensing.com/CV214-en-datasheet.pdf | https://catalogue.meggittsensing.com/ED121/ | . | Switzerland | 85442020 |  |  | . | Sensor Accessories | Cable assemblies (EC/ED/EE/EH) | . | N/A | N/A | N/A | .
924-139-000-00x | 924-139-000-002 | DocManager | EE139-002 Cable assembly | EE139-002 | K210 cable, CG 134 bayonet connector, flying leads, configurable length. Match CE 134 and CE 281 | . | N/A | -40 | 70 | N/A | N/A | CG134 (bayonet) - Flying leads | CE134, CE281, GSI127, EE139, ABAxxx, JB105, JB116 | . | https://catalogue.meggittsensing.com/EE139.png | https://catalogue.meggittsensing.com/EE139/ | https://catalogue.meggittsensing.com/EE139/ | . | Switzerland | 85442020 |  |  | . | Sensor Accessories | Cable assemblies (EC/ED/EE/EH) | . | N/A | N/A | N/A | .
924-143-000-00x | 924-143-000-002 | DocManager | EE143-002 Cable assembly | EE143-002 | K210 cable, CG 134 threaded connector, flying leads, configurable length. Match CE 134 and CE 281 | . | N/A | -40 | 70 | N/A | N/A | CG134 (threaded) - Flying leads | CE134, CE281, GSI127, EE143, ABAxxx, JB105, JB116 | . | https://catalogue.meggittsensing.com/EE143.png | https://catalogue.meggittsensing.com/EE143/ | https://catalogue.meggittsensing.com/EE143/ | . | Switzerland | 85442020 |  |  | . | Sensor Accessories | Cable assemblies (EC/ED/EE/EH) | . | N/A | N/A | N/A | .
943-140-000-03x | 943-140-000-032 | DocManager | EH140-03x Cable assembly | EH140-03x | K341 Radox cable, straight or 90° angled connector, flying leads, with optional flexible protection hose. Match AE 119. | . | N/A | -40 | 120 | N/A | N/A | 5 pin - Flying leads | AE119, EH140 | . | https://catalogue.meggittsensing.com/EH140.png | https://catalogue.meggittsensing.com/EH140-en-datasheet.pdf | https://catalogue.meggittsensing.com/EH140/ | . | Switzerland | 85444221 |  |  | . | Sensor Accessories | Cable assemblies (EC/ED/EE/EH) | . | N/A | N/A | N/A | .
943-140-000-13x | 943-140-000-132 | DocManager | EH140-13x Cable assembly | EH140-13x | K341 Radox cable, straight or 90° angled connector, flying leads, with optional flexible protection hose. Match AE 119. | . | N/A | -40 | 120 | N/A | N/A | 5 pin - Flying leads | AE119, EH140 | . | https://catalogue.meggittsensing.com/AE119.png | https://catalogue.meggittsensing.com/AE119-en-datasheet.pdf | https://catalogue.meggittsensing.com/AE119/ | . | Switzerland | 85444221 |  |  | . | Sensor Accessories | Cable assemblies (EC/ED/EE/EH) | . | N/A | N/A | N/A | .
957.11.07.0117 | 957.11.07.0117 | DocManager | MS3106F10SL-45 Connector | MS3106F10SL-45 | Connector MS 3106F10SL-4S with backshell, olive finish. | . | N/A | -55 | 125 | N/A | N/A | MS 3106F-10SL-45 | CA175, IPC707, GSI127 | . |  |  |  | . |  |  |  |  | . | Sensor Accessories | Mounting Accessories | . | N/A | N/A | N/A | .
957.34.20.4888 | 957.34.20.4888 | DocManager | K209 Cable | K209 | PVC transmission cable Ø 4.6, shielded and twisted pair. Operating temperature max. 70°C. Length and price per meter | . | N/A | -5 | 70 | N/A | N/A | N/A | CAxxx, CExxx, PVxxx, CVxxx, IPC707, GSI127, JB105, JB116, ABAxxx | . | https://catalogue.meggittsensing.com/K209.png | https://catalogue.meggittsensing.com/K209-en-datasheet.pdf | https://catalogue.meggittsensing.com/K209/ | . |  |  |  |  | . | Sensor Accessories | Cables | . | N/A | N/A | N/A | .
957.34.20.5066 | 957.34.20.5066 | DocManager | K210 Cable | K210 | PUR transmission cable Ø 7.8, shielded and twisted pair. Blue sleeve, for installations in explosive atmosphere (Ex). Operating temperature max. 90°C . Length and price per meter | . | N/A | -40 | 70 | N/A | N/A | N/A | CAxxx, CExxx, PVxxx, CVxxx, IPC707, GSI127, JB105, JB116, ABAxxx | . | https://catalogue.meggittsensing.com/K210.png | https://catalogue.meggittsensing.com/K210-en-datasheet.pdf | https://catalogue.meggittsensing.com/K210/ | . | Italy | 85444992 | 0.001 |  | . | Sensor Accessories | Cables | . | N/A | N/A | N/A | .
957.34.30.4088 | 957.34.30.4088 | DocManager | K309 Cable | K309 | PVC transmission cable, 3-wire twisted and shielded. Operating temperature max. 70°C. Length and price per meter | . | N/A | -5 | 70 | N/A | N/A | N/A | CAxxx, CExxx, PVxxx, CVxxx, IPC707, GSI127, JB105, JB116, ABAxxx | . | https://catalogue.meggittsensing.com/K309.png | https://catalogue.meggittsensing.com/wp-content/uploads/2021/03/DS_K309-en.pdf | https://catalogue.meggittsensing.com/K309/ | . |  |  |  |  | . | Sensor Accessories | Cables | . | N/A | N/A | N/A | .
957.34.30.5066 | 957.34.30.5066 | DocManager | K310 Cable | K310 | Blue PUR transmission cable, 3-wire twisted and shielded. Approved cable for intrinsically safe installations. Operating temperature max. 70°C. Length and price per meter | . | N/A | -40 | 70 | N/A | N/A | N/A | CAxxx, CExxx, PVxxx, CVxxx, IPC707, GSI127, JB105, JB116, ABAxxx | . | https://catalogue.meggittsensing.com/K310.png | https://catalogue.meggittsensing.com/K310-en-datasheet.pdf | https://catalogue.meggittsensing.com/K310/ | . |  |  |  |  | . | Sensor Accessories | Cables | . | N/A | N/A | N/A | .
957.34.50.4888 | 957.34.50.4888 | DocManager | K509 Cable | K509 | PVC transmission cable, 5-wire twisted and shielded. Operating temperature max. 70°C. Length and price per meter | . | N/A | -5 | 70 | N/A | N/A | N/A | CAxxx, CExxx, PVxxx, CVxxx, IPC707, GSI127, JB105, JB116, ABAxxx | . | https://catalogue.meggittsensing.com/LS12x.png | https://catalogue.meggittsensing.com/K509/ | https://catalogue.meggittsensing.com/K509/ | . |  |  |  |  | . | Sensor Accessories | Cables | . | N/A | N/A | N/A | .
957.34.60.4888 | 957.34.60.4888 | DocManager | K609 Cable | K609 | PVC transmission cable, 6-wire twisted and shielded. Operating temperature max. 70°C. Length and price per meter | . | N/A | -5 | 70 | N/A | N/A | N/A | CAxxx, CExxx, PVxxx, CVxxx, IPC707, GSI127, JB105, JB116, ABAxxx | . |  |  |  | . |  |  |  |  | . | Sensor Accessories | Cables | . | N/A | N/A | N/A | .
957.34.80.4888 | 957.34.80.4888 | DocManager | K809 Cable | K809 | PVC transmission cable, 8-wire twisted and shielded. Operating temperature max. 70°C. Length and price per meter | . | N/A | -5 | 70 | N/A | N/A | N/A | CAxxx, CExxx, PVxxx, CVxxx, IPC707, GSI127, JB105, JB116, ABAxxx | . |  |  |  | . |  |  |  |  | . | Sensor Accessories | Cables | . | N/A | N/A | N/A | .
957.35.20.2000 | 957.35.20.2000 | DocManager | K220 Cable | K220 | PTFE connecting cable Ø 3.9, shielded and twisted pair. Operating temperature max. 200°C. Length and price per meter | . | N/A | -50 | 200 | N/A | N/A | N/A | CAxxx, CExxx, PVxxx, CVxxx, IPC707, GSI127, JB105, JB116, ABAxxx | . |  |  |  | . |  |  |  |  | . | Sensor Accessories | Cables | . | N/A | N/A | N/A | .
957.35.20.3000 | 957.35.20.3000 | DocManager | K219 Cable | K219 | RADOX transmission cable Ø 4.8, shielded and twisted pair. Black sleeve, fire retardant and for nuclear environment. Operating temperature max.125°C. Length and price per meter | . | N/A | -40 | 125 | N/A | N/A | N/A | CAxxx, CExxx, PVxxx, CVxxx, IPC707, GSI127, JB105, JB116, ABAxxx | . |  |  |  | . | Switzerland | 85442020 | 0 |  | . | Sensor Accessories | Cables | . | N/A | N/A | N/A | .
957.35.20.4999 | 957.35.20.4999 | DocManager | K221 Cable | K221 | Low noise connecting cable Ø 4.8, shielded and twisted pair protected with an extruded Teflon PFA sleeve. Operating temperature max. 200°C. Length and price per meter | . | N/A | -54 | 200 | N/A | N/A | N/A | CAxxx, CExxx, PVxxx, CVxxx, IPC707, GSI127, JB105, JB116, ABAxxx | . |  |  |  | . |  |  |  |  | . | Sensor Accessories | Cables | . | N/A | N/A | N/A | .
957.35.24.2000 | 957.35.24.2000 | DocManager | K225 Cable | K225 | PTFE connecting cable Ø 3.2, shielded and twisted pair. Operating temperature max. 200°C. Length and price per meter | . | N/A | -65 | 200 | N/A | N/A | N/A | CAxxx, CExxx, PVxxx, CVxxx, IPC707, GSI127, JB105, JB116, ABAxxx | . |  |  |  | . |  |  |  |  | . | Sensor Accessories | Cables | . | N/A | N/A | N/A | .
957.36.05.0300 | 957.36.05.0300 | DocManager | K341 Cable | K341 | 3-wire transmission cable Ø 4.5mm, RADOX insulation color black, Ø4.5mm. Operating temperature -40 to +120°C. Length and price per meter | . | N/A | -40 | 120 | N/A | N/A | N/A | CAxxx, CExxx, PVxxx, CVxxx, IPC707, GSI127, JB105, JB116, ABAxxx | . |  |  |  | . | Switzerland | 85444991 | 0.043 |  | . | Sensor Accessories | Cables | . | N/A | N/A | N/A | .
957.37.01.3500 | 957.37.01.3500 | DocManager | K258 Cable | K258 | MI High temperature connecting cable Ø 3.2 mm, with twin rigid conductors. Operating temperature max. 650°C. Length and price per meter | . | N/A | ?? | 650 | N/A | N/A | N/A | CAxxx, CExxx, PVxxx, CVxxx, IPC707, GSI127, JB105, JB116, ABAxxx | . |  |  |  | . |  |  |  |  | . | Sensor Accessories | Cables | . | N/A | N/A | N/A | .
957.37.01.3500U | 957.37.01.3500U | DocManager | K258U Cable | K258U | MI High temperature connecting cable Ø 3.2 mm, with twin rigid conductors and stainless steel overbraid Ø 6.5 mm. Operating temperature max. 650°C. Length and price per meter | . | N/A | ?? | 650 | N/A | N/A | N/A | CAxxx, CExxx, PVxxx, CVxxx, IPC707, GSI127, JB105, JB116, ABAxxx | . |  |  |  | . |  |  |  |  | . | Sensor Accessories | Cables | . | N/A | N/A | N/A | .
957.37.11.6555 | 957.37.11.6555 | DocManager | K102 Cable | K102 | Low noise coaxial cable Ø 2 mm for Microdot connectors. PTFE insulation, operating temperature max. 250°C. Length and price per meter | . | N/A | -90 | 250 | N/A | N/A | N/A | CAxxx, CExxx, PVxxx, CVxxx, IPC707, GSI127, JB105, JB116, ABAxxx | . |  |  |  | . |  |  |  |  | . | Sensor Accessories | Cables | . | N/A | N/A | N/A | .
957.37.20.4999Z | 957.37.20.4999Z | DocManager | K205 Cable | K205 | Low noise connecting cable Ø 4.2, shielded and twisted pair. PTFE insulation, operating temperature max. 200°C. Length and price per meter | . | N/A | -54 | 200 | N/A | N/A | N/A | CAxxx, CExxx, PVxxx, CVxxx, IPC707, GSI127, JB105, JB116, ABAxxx | . |  |  |  | . |  |  |  |  | . | Sensor Accessories | Cables | . | N/A | N/A | N/A | .
957.37.22.2666 | 957.37.22.2666 | DocManager | K414 Cable | K414 | 2 x 2-wire shielded transmission cable Ø 7.6mm, RADOX insulation color green, halogen free. Operating temperature -55 to +125°C. Length and price per meter | . | N/A | -55 | 125 | N/A | N/A | N/A | CAxxx, CExxx, PVxxx, CVxxx, IPC707, GSI127, JB105, JB116, ABAxxx | . |  |  |  | . | Switzerland | 85442010 | 0.001 |  | . | Sensor Accessories | Cables | . | N/A | N/A | N/A | .
958.11.21.0003 | 958.11.21.0003 | DocManager | flexible tube protection | BOA | Stainless steel flexible tube protection Ø 3.3 / 5 mm. Length and price per meter | . | N/A | N/A | N/A | N/A | N/A | N/A | Cable | . |  |  |  | . |  | 83071000 |  |  | . | Sensor Accessories | Mounting Accessories | . | N/A | N/A | N/A | .
958.11.21.0006 | 958.11.21.0006 | DocManager | flexible tube protection | BOA | Stainless steel flexible tube protection Ø 4 / 6 mm. Length and price per meter | . | N/A | N/A | N/A | N/A | N/A | N/A | Cable | . |  |  |  | . |  |  |  |  | . | Sensor Accessories | Mounting Accessories | . | N/A | N/A | N/A | .
958.11.21.0100 | 958.11.21.0100 | DocManager | Flexible protection tube | BOA | Stainless steel sealed flexible tube protection Ø 5 / 8.7 mm, double-wall spiral electrically welded. Length and price per meter | . | N/A | -200 | 550 | N/A | N/A | N/A | Cable | . |  |  |  | . | Italy | 83071000 |  |  | . | Sensor Accessories | Mounting Accessories | . | N/A | N/A | N/A | .
958.11.21.0253 | 958.11.21.0253 | DocManager | flexible tube protection | BOA | Stainless steel flexible tube protection Ø 5.2 / 7 mm. Length and price per meter | . | N/A | N/A | N/A | N/A | N/A | N/A | Cable | . |  |  |  | . | Germany | 83071000 |  |  | . | Sensor Accessories | Mounting Accessories | . | N/A | N/A | N/A | .
AE119-A050-B1 | AE119-11 | DocManager | AE119 Inductive expansion probe | AE119 | A050: Range = 50 mm B1: Version = Standard (0 to +70°C) | . | 50mm | 0 | 70 | 0 | 5 | 5-pin | AE119, EC-AE119 | . |  |  |  | . | Germany | 90262000000 | 3.7 | 0.002 | . | Other Sensors and Conditioners | Expansion Probes (AE) | . | No | No | No | .
CV211-A0-B1-C1-E050-F0-G000 | CV211-111211 | DocManager | CV211 Velocity Transducer | CV211 | A0: Version = Standard (-25 to +80 °C) B1: Measuring direction = Horizontal C1: Cable output = Axial E050: Integral cable = 5 m F0: Cable protection = Without G000: Protection length = Without | . | 23mV/mm/s | -25 | 80 | 10 | 1000 | Flying leads | CV211 | . |  |  |  | . | Germany | 90318000999 | 0.6 | 0.001 | . | Vibration Sensors & Conditioners | Velocity Transducers and Conditioners (CV/IVC) | . | No | No | No | .
CV211-A0-B1-C1-E050-F1-G048 | CV211-111222 | DocManager | CV211 Velocity Transducer | CV211 | A0: Version = Standard (-25 to +80 °C) B1: Measuring direction = Horizontal C1: Cable output = Axial E050: Integral cable = 5 m F1: Cable protection = With G048: Protection length = 4.8 m | . | 23mV/mm/s | -25 | 80 | 10 | 1000 | Flying leads | CV211 | . |  |  |  | . | Germany | 90318000999 | 0.6 | 0.001 | . | Vibration Sensors & Conditioners | Velocity Transducers and Conditioners (CV/IVC) | . | No | No | No | .
CV211-A0-B1-C1-E100-F0-G000 | CV211-111311 | DocManager | CV211 Velocity Transducer | CV211 | A0: Version = Standard (-25 to +80 °C) B1: Measuring direction = Horizontal C1: Cable output = Axial E100: Integral cable = 10 m F0: Cable protection = Without G000: Protection length = Without | . | 23mV/mm/s | -25 | 80 | 10 | 1000 | Flying leads | CV211 | . |  |  |  | . | Germany | 90318000999 | 0.6 | 0.001 | . | Vibration Sensors & Conditioners | Velocity Transducers and Conditioners (CV/IVC) | . | No | No | No | .
CV211-A0-B1-C1-E100-F1-G098 | CV211-111323 | DocManager | CV211 Velocity Transducer | CV211 | A0: Version = Standard (-25 to +80 °C) B1: Measuring direction = Horizontal C1: Cable output = Axial E100: Integral cable = 10 m F1: Cable protection = With G098: Protection length = 9.8 m | . | 23mV/mm/s | -25 | 80 | 10 | 1000 | Flying leads | CV211 | . |  |  |  | . | Germany | 90318000999 | 0.6 | 0.001 | . | Vibration Sensors & Conditioners | Velocity Transducers and Conditioners (CV/IVC) | . | No | No | No | .
CV211-A0-B1-C2-E050-F1-G048 | CV211-112222 | DocManager | CV211 Velocity Transducer | CV211 | A0: Version = Standard (-25 to +80 °C) B1: Measuring direction = Horizontal C2: Cable output = Radial E050: Integral cable = 5 m F1: Cable protection = With G048: Protection length = 4.8 m | . | 23mV/mm/s | -25 | 80 | 10 | 1000 | Flying leads | CV211 | . |  |  |  | . | Germany | 90318000999 | 0.6 | 0.001 | . | Vibration Sensors & Conditioners | Velocity Transducers and Conditioners (CV/IVC) | . | No | No | No | .
CV211-A0-B1-C2-E100-F1-G098 | CV211-112323 | DocManager | CV211 Velocity Transducer | CV211 | A0: Version = Standard (-25 to +80 °C) B1: Measuring direction = Horizontal C2: Cable output = Radial E100: Integral cable = 10 m F1: Cable protection = With G098: Protection length = 9.8 m | . | 23mV/mm/s | -25 | 80 | 10 | 1000 | Flying leads | CV211 | . |  |  |  | . | Germany | 90318000999 | 0.6 | 0.001 | . | Vibration Sensors & Conditioners | Velocity Transducers and Conditioners (CV/IVC) | . | No | No | No | .
CV211-A0-B1-C3-E000-F0-G000 | CV211-113111 | DocManager | CV211 Velocity Transducer | CV211 | A0: Version = Standard (-25 to +80 °C) B1: Measuring direction = Horizontal C3: Cable output = Connector E000: Integral cable = No cable F0: Cable protection = Without G000: Protection length = Without | . | 23mV/mm/s | -25 | 80 | 10 | 1000 | Flying leads | CV211 | . |  |  |  | . | Germany | 90318000999 | 0.6 | 0.001 | . | Vibration Sensors & Conditioners | Velocity Transducers and Conditioners (CV/IVC) | . | No | No | No | .
CV211-A0-B2-C1-E050-F0-G000 | CV211-121211 | DocManager | CV211 Velocity Transducer | CV211 | A0: Version = Standard (-25 to +80 °C) B2: Measuring direction = Vertical C1: Cable output = Axial E050: Integral cable = 5 m F0: Cable protection = Without G000: Protection length = Without | . | 23mV/mm/s | -25 | 80 | 10 | 1000 | Flying leads | CV211 | . |  |  |  | . | Germany | 90318000999 | 0.6 | 0.001 | . | Vibration Sensors & Conditioners | Velocity Transducers and Conditioners (CV/IVC) | . | No | No | No | .
CV211-A0-B2-C1-E100-F0-G000 | CV211-121311 | DocManager | CV211 Velocity Transducer | CV211 | A0: Version = Standard (-25 to +80 °C) B2: Measuring direction = Vertical C1: Cable output = Axial E100: Integral cable = 10 m F0: Cable protection = Without G000: Protection length = Without | . | 23mV/mm/s | -25 | 80 | 10 | 1000 | Flying leads | CV211 | . |  |  |  | . | Germany | 90318000999 | 0.6 | 0.001 | . | Vibration Sensors & Conditioners | Velocity Transducers and Conditioners (CV/IVC) | . | No | No | No | .
CV211-A0-B2-C2-E050-F1-G048 | CV211-122222 | DocManager | CV211 Velocity Transducer | CV211 | A0: Version = Standard (-25 to +80 °C) B2: Measuring direction = Vertical C2: Cable output = Radial E050: Integral cable = 5 m F1: Cable protection = With G048: Protection length = 4.8 m | . | 23mV/mm/s | -25 | 80 | 10 | 1000 | Flying leads | CV211 | . |  |  |  | . | Germany | 90318000999 | 0.6 | 0.001 | . | Vibration Sensors & Conditioners | Velocity Transducers and Conditioners (CV/IVC) | . | No | No | No | .
CV211-A0-B2-C3-E000-F0-G000 | CV211-123111 | DocManager | CV211 Velocity Transducer | CV211 | A0: Version = Standard (-25 to +80 °C) B2: Measuring direction = Vertical C3: Cable output = Connector E000: Integral cable = No cable F0: Cable protection = Without G000: Protection length = Without | . | 23mV/mm/s | -25 | 80 | 10 | 1000 | Flying leads | CV211 | . |  |  |  | . | Germany | 90318000999 | 0.6 | 0.001 | . | Vibration Sensors & Conditioners | Velocity Transducers and Conditioners (CV/IVC) | . | No | No | No | .
CV211-A0-B3-C3-E000-F0-G000 | CV211-133111 | DocManager | CV211 Velocity Transducer | CV211 | A0: Version = Standard (-25 to +80 °C) B3: Measuring direction = All mounting direction (360°) C3: Cable output = Connector E000: Integral cable = No cable F0: Cable protection = Without G000: Protection length = Without | . | 23mV/mm/s | -25 | 80 | 10 | 1000 | Flying leads | CV211 | . |  |  |  | . | Germany | 90318000999 | 0.6 | 0.001 | . | Vibration Sensors & Conditioners | Velocity Transducers and Conditioners (CV/IVC) | . | No | No | No | .
CVS100-A01-B01-C02-D01-E0 | CVS100-11211 | DocManager | CVS100 Vibration Switch with accelerometer | CVS100 | A01: Version = Standard B01: Material = Aluminium C02: Relais = 2 D01: Terminals = Spring E0: Measuring direction = Not applicable | . | N/A | -30 | 70 | 10 | 1000 | Spring terminal | CVS100 | . |  |  |  | . | Germany | 90319000000 | 0.62 | 0.001 | . | Vibration Sensors & Conditioners | Vibration Switches | . | No | No | No | .
CVS100-A02-B02-C02-D02-E0 | CVS100-22221 | DocManager | CVS100 Vibration Switch with accelerometer | CVS100 | A02: Version = EX (ATEX / IECEx) EPS 22 ATEX 1 192 X : II 2G Ex db IIC T6 Gb / II 2D Ex tb IIIC T100°C Db IECEx EPS 22.0034X : Ex db IIC T6 Gb / Ex tb IIIC T100°C Db B02: Material = Stainless Steel C02: Relais = 2 D02: Terminals = Screw E0: Measuring direction = Not applicable | . | N/A | -20 | 70 | 10 | 1000 | Screw terminals | CVS100 | . |  |  |  | . | Germany | 90319000000 | 3.3 | 0.001 | . | Vibration Sensors & Conditioners | Vibration Switches | . | EPS 22 ATEX 1 192 X : II 2G Ex db IIC T6 Gb / II 2D Ex tb IIIC T100°C Db IECEx EPS 22.0034X : Ex db IIC T6 Gb / Ex tb IIIC T100°C Db | No | No | .
CVS100-A08-B01-C02-D01-E1 | CVS100-31212 | DocManager | CVS100 Vibration Switch with velocity sensor | CVS100 | A08: Version = M2 (standard environment only) B01: Material = Aluminium C02: Relais = 2 D01: Terminals = Spring E1: Measuring direction = Horizontal | . | N/A | -20 | 70 | 10 | 1000 | Spring terminal | CVS100 | . |  |  |  | . | Germany | 90319000000 | 0.62 | 0.001 | . | Vibration Sensors & Conditioners | Vibration Switches | . | No | No | No | .
CVS100-A09-B01-C01-D01-E1 | CVS100-41112 | DocManager | CVS100 Vibration Switch with velocity sensor | CVS100 | A09: Version = LC (standard environment only) B01: Material = Aluminium C01: Relais = 1 D01: Terminals = Spring E1: Measuring direction = Horizontal | . | N/A | -20 | 70 | 10 | 1000 | Spring terminal | CVS100 | . |  |  |  | . | Germany | 90319000000 | 0.62 | 0.001 | . | Vibration Sensors & Conditioners | Vibration Switches | . | No | No | No | .
CVS100-A09-B01-C01-D01-E2 | CVS100-41113 | DocManager | CVS100 Vibration Switch with velocity sensor | CVS100 | A09: Version = LC (standard environment only) B01: Material = Aluminium C01: Relais = 1 D01: Terminals = Spring E2: Measuring direction = Vertical | . | N/A | -20 | 70 | 10 | 1000 | Spring terminal | CVS100 | . |  |  |  | . | Germany | 90319000000 | 0.62 | 0.001 | . | Vibration Sensors & Conditioners | Vibration Switches | . | No | No | No | .
EC119-C1-E100-F0-G000 | EC119-1211 | DocManager | EC-AE119 Cable assembly for AE 119 | EC-AE119 | C1: Connector = Straight E100: Length = 10 m F0: Protection = Without G000: Protected length = Without | . | N/A | -30 | 105 | N/A | N/A | 5-pin - Flying leads | AE119, EC-AE119 | . |  |  |  | . | Germany | 85442020000 | 0 | 0 | . | Sensor Accessories | Cable assemblies (EC/ED/EE/EH) | . | N/A | N/A | N/A | .
RE-002-A022-E050-F0-G000 | RE-002-1111 | DocManager | RE-002 Proximity transducer | RE-002 | A022: Sensor = RE022-002 E050: Length = 5 m F0: Protection = Without G000: Protected length = Without | . | 22mm | -20 | 200 | 0 | 2 | Flying leads | RExxx-002, RE101-002 | . |  |  |  | . | Germany | 90319000999 | 0 | 0 | . | Vibration Sensors & Conditioners | Proximity Sensor (RE, U) | . | No | No | No | .
RE-002-A022-E100-F0-G000 | RE-002-1211 | DocManager | RE-002 Proximity transducer | RE-002 | A022: Sensor = RE022-002 E100: Length = 10 m F0: Protection = Without G000: Protected length = Without | . | 22mm | -20 | 200 | 0 | 2 | Flying leads | RExxx-002, RE101-002 | . |  |  |  | . | Germany | 90319000999 | 0 | 0 | . | Vibration Sensors & Conditioners | Proximity Sensor (RE, U) | . | No | No | No | .
RE-002-A022-E100-F1-G098 | RE-002-1223 | DocManager | RE-002 Proximity transducer | RE-002 | A022: Sensor = RE022-002 E100: Length = 10 m F1: Protection = With G098: Protected length = 9.8 m | . | 22mm | -20 | 200 | 0 | 2 | Flying leads | RExxx-002, RE101-002 | . |  |  |  | . | Germany | 90319000999 | 0 | 0 | . | Vibration Sensors & Conditioners | Proximity Sensor (RE, U) | . | No | No | No | .
RE-002-A030-E050-F0-G000 | RE-002-2111 | DocManager | RE-002 Proximity transducer | RE-002 | A030: Sensor = RE030-002 (available end 2023) E050: Length = 5 m F0: Protection = Without G000: Protected length = Without | . | 30mm | -20 | 200 | 0 | 2 | Flying leads | RExxx-002, RE101-002 | . |  |  |  | . | Germany | 90319000999 | 0 | 0 | . | Vibration Sensors & Conditioners | Proximity Sensor (RE, U) | . | No | No | No | .
RE-002-A030-E100-F0-G000 | RE-002-2211 | DocManager | RE-002 Proximity transducer | RE-002 | A030: Sensor = RE030-002 (available end 2023) E100: Length = 10 m F0: Protection = Without G000: Protected length = Without | . | 30mm | -20 | 200 | 0 | 2 | Flying leads | RExxx-002, RE101-002 | . |  |  |  | . | Germany | 90319000999 | 0 | 0 | . | Vibration Sensors & Conditioners | Proximity Sensor (RE, U) | . | No | No | No | .
RE-002-A030-E100-F1-G098 | RE-002-2223 | DocManager | RE-002 Proximity transducer | RE-002 | A030: Sensor = RE030-002 (available end 2023) E100: Length = 10 m F1: Protection = With G098: Protected length = 9.8 m | . | 30mm | -20 | 200 | 0 | 2 | Flying leads | RExxx-002, RE101-002 | . |  |  |  | . | Germany | 90319000999 | 0 | 0 | . | Vibration Sensors & Conditioners | Proximity Sensor (RE, U) | . | No | No | No | .
RE101-002-A022-C02-D22-E05 | RE101-002-11081 | DocManager | RE101-002 Transmitter 1 channel | RE101-002 | A022: Sensor = RE022-002 C02: Measuring range start = 2 mm D22: Measuring range end = 22 mm E05: Cable length = 5 m | . | 22mm | -25 | 80 | 0 | 2 | Spring terminal | RExxx-002, RE101-002 | . |  |  |  | . | Germany | 90319000999 | 0.8 | 0.001 | . | Vibration Sensors & Conditioners | Proximity Sensor (RE, U) | . | No | No | No | .
RE101-002-A022-C02-D24-E05 | RE101-002-11101 | DocManager | RE101-002 Transmitter 1 channel | RE101-002 | A022: Sensor = RE022-002 C02: Measuring range start = 2 mm D24: Measuring range end = 24 mm E05: Cable length = 5 m | . | 22mm | -25 | 80 | 0 | 2 | Spring terminal | RExxx-002, RE101-002 | . |  |  |  | . | Germany | 90319000999 | 0.8 | 0.001 | . | Vibration Sensors & Conditioners | Proximity Sensor (RE, U) | . | No | No | No | .
RE101-002-A022-C02-D24-E10 | RE101-002-11102 | DocManager | RE101-002 Transmitter 1 channel | RE101-002 | A022: Sensor = RE022-002 C02: Measuring range start = 2 mm D24: Measuring range end = 24 mm E10: Cable length = 10 m | . | 22mm | -25 | 80 | 0 | 2 | Spring terminal | RExxx-002, RE101-002 | . |  |  |  | . | Germany | 90319000999 | 0.8 | 0.001 | . | Vibration Sensors & Conditioners | Proximity Sensor (RE, U) | . | No | No | No | .
RE101-002-A022-C03-D23-E10 | RE101-002-12092 | DocManager | RE101-002 Transmitter 1 channel | RE101-002 | A022: Sensor = RE022-002 C03: Measuring range start = 3 mm D23: Measuring range end = 23 mm E10: Cable length = 10 m | . | 22mm | -25 | 80 | 0 | 2 | Spring terminal | RExxx-002, RE101-002 | . |  |  |  | . | Germany | 90319000999 | 0.8 | 0.001 | . | Vibration Sensors & Conditioners | Proximity Sensor (RE, U) | . | No | No | No | .
RE101-002-A030-C02-D32-E05 | RE101-002-21181 | DocManager | RE101-002 Transmitter 1 channel | RE101-002 | A030: Sensor = RE030-002 (available end 2023) C02: Measuring range start = 2 mm D32: Measuring range end = 32 mm E05: Cable length = 5 m | . | 30mm | -25 | 80 | 0 | 2 | Spring terminal | RExxx-002, RE101-002 | . |  |  |  | . | Germany | 90319000999 | 0.8 | 0.001 | . | Vibration Sensors & Conditioners | Proximity Sensor (RE, U) | . | No | No | No | .
RE101-002-A030-C02-D32-E10 | RE101-002-21182 | DocManager | RE101-002 Transmitter 1 channel | RE101-002 | A030: Sensor = RE030-002 (available end 2023) C02: Measuring range start = 2 mm D32: Measuring range end = 32 mm E10: Cable length = 10 m | . | 30mm | -25 | 80 | 0 | 2 | Spring terminal | RExxx-002, RE101-002 | . |  |  |  | . | Germany | 90319000999 | 0.8 | 0.001 | . | Vibration Sensors & Conditioners | Proximity Sensor (RE, U) | . | No | No | No | .
TSG201 | TSG201 | DocManager | TSG201 Transmitter 1 channel for velocity measurement | TSG201 | Measuring range 10, 20 or 30mm/s eff (RMS) match with Sensor 100mV/g constant current supply 4 to 20 mA, max. load 500 Ohm, 0 to +85 °C Power supply +24 VDC (18 – 30 V), max. 100 mA Screw terminals PVC DIN-Rail housing, IP30, 114,5 x 99 x 22,5 mm | . | N/A | 0 | 85 | 10 | 1000 | Screw terminals | TSG201, CE6xx, Ecxxx, GSI127 | . |  |  |  | . | Germany | 90318000999 | 0.2 | 0 | . | Sensor Accessories | Transmitters | . | No | No | No | .
TSG201_2R | TSG201-2R | DocManager | TSG201-2R Transmitter 2 channels for velocity measurement | TSG201-2R | LCD Display 2 Relays Match with Sensor 100mV/g constant current supply Measuring range 25, 50 or 100mm/s eff (RMS) or 250, 500, 1000 μm p-p 4 to 20 mA, max. load 500 Ohm, 0 to +70 °C Power supply +24VDC (18 - 30 V), max. 250mA Screw terminals PVC DIN-Rail housing, IP40, 105 x 142 x 68 mm | . | N/A | 0 | 70 | 1 | 1000 | Screw terminals | TSG201, CE6xx, Ecxxx, GSI127 | . |  |  |  | . | Germany | 90319000999 | 0.4 | 0.001 | . | Sensor Accessories | Transmitters | . | No | No | No | .
TSG202 | TSG202 | DocManager | TSG202 Transmitter 1 channel for velocity measurement | TSG202 | Match with Sensor 23 mV / mm/ sec Measuring range 10, 20 or 30mm/s eff (RMS) 4 to 20 mA, max. load 500 Ohm, 0 to +85 °C Power supply +24VDC (18 – 30 V), max. 80 mA Screw terminals PVC DIN-Rail housing, IP30, 114,5 x 99 x 22,5 mm | . | N/A | 0 | 85 | 10 | 1000 | Screw terminals | TSG202, CV211 | . |  |  |  | . | Germany | 90319000999 | 0.2 | 0 | . | Sensor Accessories | Transmitters | . | No | No | No | .
TSM201 | TSM201 | DocManager | TSM201 Transmitter for phase position and differential speed | TSM201 | Transmitter for phase position and differential speed OEM version Screw terminals PVC DIN-Rail housing | . | N/A | 5 | 40 | 45 | 66 | Screw terminals | TQxxx, EAxxx, IQS9xx, GSI127, TSM201, MA130, PA15x, IP172, KS107, SG1xx, JB118, ABAxxx | . |  |  |  | . | Germany | 90319000999 | 0.2 | 0 | . | Sensor Accessories | Transmitters | . | No | No | No | .
TWW103_M1-A1-H05 | TWW103M1-11 | DocManager | TWW103M1 Transmitter | TWW103M1 | 1 channel position transmitter for sensor WW018 only A1: Environment = Standard H05: Total System Length = 5 m | . | N/A | 0 | 70 | N/A | N/A | Triax - Screw terminals | WW018, TWW103M1 | . |  |  |  | . | Germany | 90319000999 | 0 | 0 | . | Sensor Accessories | Transmitters | . | No | No | No | .
TWW103_M1-A2-H05 | TWW103M1-21 | DocManager | TWW103M1 Transmitter | TWW103M1 | 1 channel position transmitter for sensor WW018 only A2: Environment = ATEX H05: Total System Length = 5 m | . | N/A | 0 | 70 | N/A | N/A | Triax - Screw terminals | WW018, TWW103M1 | . |  |  |  | . | Germany | 90319000999 | 0 | 0 | . | Sensor Accessories | Transmitters | . | Ongoing | No | No | .
TWW251-A8-B1-C1 | TWW251-111 | DocManager | TWW251 Transmitter | TWW251 | Monitors the rod position of reciprocating compressors (Rod Drop) by means of proximity transducers TQ 4xx/9xx and signal conditioners IQS 4xx/9xx. A8: Trigger = Master B1: Reference = Notch C1: Trigger fault = Switch to average | . | N/A | 0 | 85 | N/A | N/A | Screw terminals | TQxxx, EAxxx, IQS9xx, GSI127, TSM201, MA130, PA15x, IP172, KS107, SG1xx, JB118, ABAxxx | . |  |  |  | . | Germany | 90319000999 | 0.3 | 0.001 | . | Sensor Accessories | Transmitters | . | No | No | No | .
TWW251-A8-B1-C2 | TWW251-112 | DocManager | TWW251 Transmitter | TWW251 | Monitors the rod position of reciprocating compressors (Rod Drop) by means of proximity transducers TQ 4xx/9xx and signal conditioners IQS 4xx/9xx. A8: Trigger = Master B1: Reference = Notch C2: Trigger fault = Switch to 0V or < 3 mA | . | N/A | 0 | 85 | N/A | N/A | Screw terminals | TQxxx, EAxxx, IQS9xx, GSI127, TSM201, MA130, PA15x, IP172, KS107, SG1xx, JB118, ABAxxx | . |  |  |  | . | Germany | 90319000999 | 0.3 | 0.001 | . | Sensor Accessories | Transmitters | . | No | No | No | .
TWW251-A9-B1-C1 | TWW251-211 | DocManager | TWW251 Transmitter | TWW251 | Monitors the rod position of reciprocating compressors (Rod Drop) by means of proximity transducers TQ 4xx/9xx and signal conditioners IQS 4xx/9xx. A9: Trigger = Slave B1: Reference = Notch C1: Trigger fault = Switch to average | . | N/A | 0 | 85 | N/A | N/A | Screw terminals | TQxxx, EAxxx, IQS9xx, GSI127, TSM201, MA130, PA15x, IP172, KS107, SG1xx, JB118, ABAxxx | . |  |  |  | . | Germany | 90319000999 | 0.3 | 0.001 | . | Sensor Accessories | Transmitters | . | No | No | No | .
TWW251-A9-B1-C2 | TWW251-212 | DocManager | TWW251 Transmitter | TWW251 | Monitors the rod position of reciprocating compressors (Rod Drop) by means of proximity transducers TQ 4xx/9xx and signal conditioners IQS 4xx/9xx. A9: Trigger = Slave B1: Reference = Notch C2: Trigger fault = Switch to 0V or < 3 mA | . | N/A | 0 | 85 | N/A | N/A | Screw terminals | TQxxx, EAxxx, IQS9xx, GSI127, TSM201, MA130, PA15x, IP172, KS107, SG1xx, JB118, ABAxxx | . |  |  |  | . | Germany | 90319000999 | 0.3 | 0.001 | . | Sensor Accessories | Transmitters | . | No | No | No | .
VMD-RE-030-050-000 | VMD-RE-030-050-000 | DocManager | RE Proximity transducer | RE | 030: Sensor = RE030 050: Length = 5 m 000: Protected length = 0m | . | 30mm | -20 | 200 | 0 | 2 | Flying leads | RExxx.RE101 | . |  |  |  | . | Germany | 90319000999 |  |  | . | Vibration Sensors & Conditioners | Proximity Sensor (RE, U) | . | No | No | No | .
VMD-RE-030-100-000 | VMD-RE-030-050-000 | DocManager | RE Proximity transducer | RE | 030: Sensor = RE030 100: Length = 10 m 000: Protected length = 0m | . | 30mm | -20 | 200 | 0 | 2 | Flying leads | RExxx.RE101 | . |  |  |  | . | Germany | 90319000999 |  |  | . | Vibration Sensors & Conditioners | Proximity Sensor (RE, U) | . | No | No | No | .
VMD-RE101-030-02-32-050 | 000000000000123081 | DocManager | RE101 Transmitter 1 channel | RE101 | 030: Sensor = RE030 02: Measuring range start = 2 mm 32: Measuring range end = 32 mm 050: Cable length = 5 m | . | 30mm | 0 | 85 | 0 | 2 | Spring terminal | RExxx.RE101 | . |  |  |  | . | Germany | 90319000999 | 0.8 | 0.001 | . | Vibration Sensors & Conditioners | Proximity Sensor (RE, U) | . | No | No | No | .
WW017-RE103 | WW017-RE103 | DocManager | WW017 Proximity transducer and RE103 Transmitter Kit | WW017 | OEM version Probe WW017-A1-B1-C200-D200-E050-F1-G048-H05 -20 to +145°C, 6 mm range, tip 22mm, 5m integral cable with protection, IP67 Transmitter RE103 0 to +85 °C, 1 channel,2x 4 to 20 mA and 1x 0.5... +4.5 VDC output Power supply +24VDC Alu housing, IP67, 120 x 122 x 81 mm | . | 6mm | -20 | 145 | 0 | 2 | Screw terminals | WW017, RE103 | . |  |  |  | . | Germany | 90318000999 | 0 | 0 | . | Vibration Sensors & Conditioners | Proximity transducers (WW) | . | No | No | No | .
WW018-A1-B1-C200-E050-F1-G048-H05 | WW018-1111221 | DocManager | WW018 Proximity transducer | WW018 | A1: Version = Standard (- 20 to +180° C) B1: Thread = M24 x 1.5 mounting thread C200: Body length = 200 mm E050: Cable length = 5 m F1: Protection = Flexible stainless G048: Protection length = 4.8 m H05: System length = 5 m | . | 10mm | -20 | 180 | DC | 20000 | Triax | WW018, TWW103M1 | . |  |  |  | . | Germany | 90318000999 | 0 | 0 | . | Vibration Sensors & Conditioners | Proximity transducers (WW) | . | No | No | No | .
WW018-A2-B1-C200-E050-F1-G048-H05 | WW018-2111221 | DocManager | WW018 Proximity transducer | WW018 | A2: Version = ATEX certified (Zone 2) B1: Thread = M24 x 1.5 mounting thread C200: Body length = 200 mm E050: Cable length = 5 m F1: Protection = Flexible stainless G048: Protection length = 4.8 m H05: System length = 5 m | . | 10mm | -20 | 145 | DC | 20000 | Triax | WW018, TWW103M1 | . |  |  |  | . | Germany | 90318000999 | 0 | 0 | . | Vibration Sensors & Conditioners | Proximity transducers (WW) | . | Ongoing | No | No | .
WW018-A2-B1-C300-E050-F1-G048-H05 | WW018-2121221 | DocManager | WW018 Proximity transducer | WW018 | A2: Version = ATEX certified (Zone 2) B1: Thread = M24 x 1.5 mounting thread C300: Body length = 300 mm E050: Cable length = 5 m F1: Protection = Flexible stainless G048: Protection length = 4.8 m H05: System length = 5 m | . | 10mm | -20 | 145 | DC | 20000 | Triax | WW018, TWW103M1 | . |  |  |  | . | Germany | 90318000999 | 0 | 0 | . | Vibration Sensors & Conditioners | Proximity transducers (WW) | . | Ongoing | No | No | .